## List1
Vážení uživatelé,
předtím než začnete hledat, je zde pár vysvětlení. Tato pomůcka je primárně určena pro naše zákazníky
a z tohoto důvodu jsou v tabulce uvedeni pouze výrobci, které zastupujeme. Dále neuvádíme
výrobce a typ lampy, kterého konkrétní výrobce svítidel doporučuje, tzv. OEM model. K jednotlivým
typům uvádíme veškeré modely, které lze do daného svítidla osadit, bez ohledu na jejich odlišné
technické parametry, jako je např. světelný tok, barevná teplota atd., přičemž všechny uváděné
typy lamp pro dané svítidlo vyhovují a zaručují funkčnost svítidla. U mnoha typů svítidel, především
DJM light bulbs | Tel./fax.: +420 541218613 | se to týká divadelních reflektorů, uvádíme jako vhodné lampy nejen různé výkony, ale i odlišné patice.
Brněnská 543 | djm@djm.cz | Je to z důvodu variability jednotlivých modelů, které mohou být provozovány s mnoha zdroji o různých
664 42 Modřice | djm@djmlamps.eu | výkonech a výrobci též dodávají na přání různé varianty svítidel, bez uvedení odlišnosti v názvu svítidla.
Czech Republic |  | V takové případě doporučujeme určovat lampu do přístroje fyzickou kontrolou patice svítidla.
Tato tabulka bude průbežně aktualizována. Změna vyhrazena. Bez záruky.
Lamps
Brands | Fixture type | Alternative lamp 1 | Alternative lamp 2 | Alternative lamp 3 | Alternative lamp 4
ABSTRACT | Colour Changer CED | HQI-T 150W/NDL/G12 Osram
ABSTRACT | Gladiator CED | HQI-T 150W/NDL/G12 Osram
ABSTRACT | VR 8 | HQI-T 150W/NDL/G12 Osram
ADB | A 56 C | 64717 CP/89 Osram | 39640 CP/89 GE Lighting | 6638P CP/89 Philips
ADB | A 56 C | 64670 T/25 Osram | 39455 T/25 GE Lighting | 6820P T/25 Philips
ADB | A 56 C | 64674 CP/82 Osram | 39624 CP/82 GE Lighting | 6873P CP/82 Philips
ADB | A 56 C | 64672 M/40 Osram | 39621 M/40 GE Lighting | 6877P M/40 Philips | 61733 M/40 Sylvania
ADB | A 56 C | 64718 T/27 Osram | 39636 T/26 GE Lighting | 39456 T/27 GE Lighting | 6823P T/27 Philips
ADB | A 57 F | 64717 CP/89 Osram | 39640 CP/89 GE Lighting | 6638P CP/89 Philips
ADB | A 57 F | 64670 T/25 Osram | 39455 T/25 GE Lighting | 6820P T/25 Philips
ADB | A 57 F | 64674 CP/82 Osram | 39624 CP/82 GE Lighting | 6873P CP/82 Philips
ADB | A 57 F | 64672 M/40 Osram | 39621 M/40 GE Lighting | 6877P M/40 Philips | 61733 M/40 Sylvania
ADB | A 57 F | 64718 T/27 Osram | 39636 T/26 GE Lighting | 39456 T/27 GE Lighting | 6823P T/27 Philips
ADB | A 59 Z | 64717 CP/89 Osram | 39640 CP/89 GE Lighting | 6638P CP/89 Philips
ADB | A 59 Z | 64670 T/25 Osram | 39455 T/25 GE Lighting | 6820P T/25 Philips
ADB | A 59 Z | 64674 CP/82 Osram | 39624 CP/82 GE Lighting | 6873P CP/82 Philips
ADB | A 59 Z | 64672 M/40 Osram | 39621 M/40 GE Lighting | 6877P M/40 Philips | 61733 M/40 Sylvania
ADB | A 59 Z | 64718 T/27 Osram | 39636 T/26 GE Lighting | 39456 T/27 GE Lighting | 6823P T/27 Philips
ADB | ACP 1001 | 64751 P2/12 Osram | 19695 P2/12 GE Lighting | 6358R P2/12 Philips
ADB | ACP 1001 | 64741 EKM Osram | 20249 EKM GE Lighting | 13989R EKM Philips
ADB | ACP 1001 | 64740 Haloline Osram | 21625 Halostab Sylvania | 230V/1000W R7s Plusline L Philips
ADB | ACV 1001 | 64751 P2/12 Osram | 19695 P2/12 GE Lighting | 6358R P2/12 Philips
ADB | ACV 1001 | 64741 EKM Osram | 20249 EKM GE Lighting | 13989R EKM Philips
ADB | ACV 1001 | 64740 Haloline Osram | 21625 Halostab Sylvania | 230V/1000W R7s Plusline L Philips
ADB | C 201 | 64788 CP/72 Osram | 20309 CP/43 GE Lighting | 6994P CP/72 Philips
ADB | C 203 | 64788 CP/72 Osram | 20309 CP/43 GE Lighting | 6994P CP/72 Philips
ADB | C 101 | 64720 CP/23 Osram | 72680 CP/23 GE Lighting | 6993P CP/23 Philips
ADB | C 101 | 64719 T/12 Osram | 39661 T/12 GE Lighting | 6998P T/12 Philips
ADB | C 101 | 64745 CP/70 Osram | 39241 CP/70 GE Lighting | 6995P CP/70 Philips
ADB | C 101 | 64744 T/19 Osram | 39657 T/19 GE Lighting | 6996P T/19 Philips
ADB | C 101 | 64754 CP/90 Osram | 39724 CP/90 GE Lighting | 6895P CP/90 Philips
ADB | C 101 | 64752 T/29 Osram | 39723 T/29 GE Lighting | 6897P T/29 Philips
ADB | C 103 | 64720 CP/23 Osram | 72680 CP/23 GE Lighting | 6993P CP/23 Philips
ADB | C 103 | 64719 T/12 Osram | 39661 T/12 GE Lighting | 6998P T/12 Philips
ADB | C 103 | 64745 CP/70 Osram | 39241 CP/70 GE Lighting | 6995P CP/70 Philips
ADB | C 103 | 64744 T/19 Osram | 39657 T/19 GE Lighting | 6996P T/19 Philips
ADB | C 103 | 64754 CP/90 Osram | 39724 CP/90 GE Lighting | 6895P CP/90 Philips
ADB | C 103 | 64752 T/29 Osram | 39723 T/29 GE Lighting | 6897P T/29 Philips
ADB | C 51 | 64670 T/25 Osram | 39455 T/25 GE Lighting | 6820P T/25 Philips
ADB | C 51 | 64674 CP/82 Osram | 39624 CP/82 GE Lighting | 6873P CP/82 Philips
ADB | C 51 | 64672 M/40 Osram | 39621 M/40 GE Lighting | 6877P M/40 Philips | 61733 M/40 Sylvania
ADB | CH 20 | 64788 CP/72 Osram | 20309 CP/43 GE Lighting | 6994P CP/72 Philips
ADB | CH 50 | 64805 CP/85 Osram | 30505 CP/29 GE Lighting | 6963Z CP/85 Philips
ADB | CP 20 | 64788 CP/72 Osram | 20309 CP/43 GE Lighting | 6994P CP/72 Philips
ADB | CP 50 | 64805 CP/85 Osram | 30505 CP/29 GE Lighting | 6963Z CP/85 Philips
ADB | DN 105 | 64720 CP/23 Osram | 72680 CP/23 GE Lighting | 6993P CP/23 Philips
ADB | DN 105 | 64719 T/12 Osram | 39661 T/12 GE Lighting | 6998P T/12 Philips
ADB | DN 105 | 64745 CP/70 Osram | 39241 CP/70 GE Lighting | 6995P CP/70 Philips
ADB | DN 105 | 64744 T/19 Osram | 39657 T/19 GE Lighting | 6996P T/19 Philips
ADB | DN 105 | 64754 CP/90 Osram | 39724 CP/90 GE Lighting | 6895P CP/90 Philips
ADB | DN 105 | 64752 T/29 Osram | 39723 T/29 GE Lighting | 6897P T/29 Philips
ADB | DN 205 | 64788 CP/72 Osram | 20309 CP/43 GE Lighting | 6994P CP/72 Philips
ADB | DS 105 | 64720 CP/23 Osram | 72680 CP/23 GE Lighting | 6993P CP/23 Philips
ADB | DS 105 | 64719 T/12 Osram | 39661 T/12 GE Lighting | 6998P T/12 Philips
ADB | DS 105 | 64745 CP/70 Osram | 39241 CP/70 GE Lighting | 6995P CP/70 Philips
ADB | DS 105 | 64744 T/19 Osram | 39657 T/19 GE Lighting | 6996P T/19 Philips
ADB | DS 105 | 64754 CP/90 Osram | 39724 CP/90 GE Lighting | 6895P CP/90 Philips
ADB | DS 105 | 64752 T/29 Osram | 39723 T/29 GE Lighting | 6897P T/29 Philips
ADB | DS 205 | 64788 CP/72 Osram | 20309 CP/43 GE Lighting | 6994P CP/72 Philips
ADB | DS 51 | 64670 T/25 Osram | 39455 T/25 GE Lighting | 6820P T/25 Philips
ADB | DS 51 | 64674 CP/82 Osram | 39624 CP/82 GE Lighting | 6873P CP/82 Philips
ADB | DS 51 | 64672 M/40 Osram | 39621 M/40 GE Lighting | 6877P M/40 Philips | 61733 M/40 Sylvania
ADB | DS 54 | 64670 T/25 Osram | 39455 T/25 GE Lighting | 6820P T/25 Philips
ADB | DS 54 | 64674 CP/82 Osram | 39624 CP/82 GE Lighting | 6873P CP/82 Philips
ADB | DS 54 | 64672 M/40 Osram | 39621 M/40 GE Lighting | 6877P M/40 Philips | 61733 M/40 Sylvania
ADB | DNS 105 | 64720 CP/23 Osram | 72680 CP/23 GE Lighting | 6993P CP/23 Philips
ADB | DNS 105 | 64719 T/12 Osram | 39661 T/12 GE Lighting | 6998P T/12 Philips
ADB | DNS 105 | 64745 CP/70 Osram | 39241 CP/70 GE Lighting | 6995P CP/70 Philips
ADB | DNS 105 | 64744 T/19 Osram | 39657 T/19 GE Lighting | 6996P T/19 Philips
ADB | DNS 105 | 64754 CP/90 Osram | 39724 CP/90 GE Lighting | 6895P CP/90 Philips
ADB | DNS 105 | 64752 T/29 Osram | 39723 T/29 GE Lighting | 6897P T/29 Philips
ADB | DVW 105 | 64720 CP/23 Osram | 72680 CP/23 GE Lighting | 6993P CP/23 Philips
ADB | DVW 105 | 64719 T/12 Osram | 39661 T/12 GE Lighting | 6998P T/12 Philips
ADB | DVW 105 | 64745 CP/70 Osram | 39241 CP/70 GE Lighting | 6995P CP/70 Philips
ADB | DVW 105 | 64744 T/19 Osram | 39657 T/19 GE Lighting | 6996P T/19 Philips
ADB | DVW 105 | 64754 CP/90 Osram | 39724 CP/90 GE Lighting | 6895P CP/90 Philips
ADB | DVW 105 | 64752 T/29 Osram | 39723 T/29 GE Lighting | 6897P T/29 Philips
ADB | DVW 205 | 64788 CP/72 Osram | 20309 CP/43 GE Lighting | 6994P CP/72 Philips
ADB | DW 105 | 64720 CP/23 Osram | 72680 CP/23 GE Lighting | 6993P CP/23 Philips
ADB | DW 105 | 64719 T/12 Osram | 39661 T/12 GE Lighting | 6998P T/12 Philips
ADB | DW 105 | 64745 CP/70 Osram | 39241 CP/70 GE Lighting | 6995P CP/70 Philips
ADB | DW 105 | 64744 T/19 Osram | 39657 T/19 GE Lighting | 6996P T/19 Philips
ADB | DW 105 | 64754 CP/90 Osram | 39724 CP/90 GE Lighting | 6895P CP/90 Philips
ADB | DW 105 | 64752 T/29 Osram | 39723 T/29 GE Lighting | 6897P T/29 Philips
ADB | DW 54 | 64670 T/25 Osram | 39455 T/25 GE Lighting | 6820P T/25 Philips
ADB | DW 54 | 64674 CP/82 Osram | 39624 CP/82 GE Lighting | 6873P CP/82 Philips
ADB | DW 54 | 64672 M/40 Osram | 39621 M/40 GE Lighting | 6877P M/40 Philips | 61733 M/40 Sylvania
ADB | F 101 | 64720 CP/23 Osram | 72680 CP/23 GE Lighting | 6993P CP/23 Philips
ADB | F 101 | 64719 T/12 Osram | 39661 T/12 GE Lighting | 6998P T/12 Philips
ADB | F 101 | 64745 CP/70 Osram | 39241 CP/70 GE Lighting | 6995P CP/70 Philips
ADB | F 101 | 64744 T/19 Osram | 39657 T/19 GE Lighting | 6996P T/19 Philips
ADB | F 101 | 64754 CP/90 Osram | 39724 CP/90 GE Lighting | 6895P CP/90 Philips
ADB | F 101 | 64752 T/29 Osram | 39723 T/29 GE Lighting | 6897P T/29 Philips
ADB | F 201 | 64788 CP/72 Osram | 20309 CP/43 GE Lighting | 6994P CP/72 Philips
ADB | F 51 | 64670 T/25 Osram | 39455 T/25 GE Lighting | 6820P T/25 Philips
ADB | F 51 | 64674 CP/82 Osram | 39624 CP/82 GE Lighting | 6873P CP/82 Philips
ADB | F 51 | 64672 M/40 Osram | 39621 M/40 GE Lighting | 6877P M/40 Philips | 61733 M/40 Sylvania
ADB | HF 1000 | 64751 P2/12 Osram | 19695 P2/12 GE Lighting | 6358R P2/12 Philips
ADB | HF 1000 | 64741 EKM Osram | 20249 EKM GE Lighting | 13989R EKM Philips
ADB | HF 1000 | 64740 Haloline Osram | 21625 Halostab Sylvania | 230V/1000W R7s Plusline L Philips
ADB | HT 2251 | 564B 24V/250W KV E40 Dr. Fischer
ADB | HT 2500 | 564B 24V/250W KV E40 Dr. Fischer
ADB | LF 1000 | 64751 P2/12 Osram | 19695 P2/12 GE Lighting | 6358R P2/12 Philips
ADB | LF 1000 | 64741 EKM Osram | 20249 EKM GE Lighting | 13989R EKM Philips
ADB | LF 1000 | 64740 Haloline Osram | 21625 Halostab Sylvania | 230V/1000W R7s Plusline L Philips
ADB | RA 2502 | 64751 P2/12 Osram | 19695 P2/12 GE Lighting | 6358R P2/12 Philips
ADB | RA 2502 | 64741 EKM Osram | 20249 EKM GE Lighting | 13989R EKM Philips
ADB | RA 2502 | 64740 Haloline Osram | 21625 Halostab Sylvania | 230V/1000W R7s Plusline L Philips
ADB | RAP 2502 | 64751 P2/12 Osram | 19695 P2/12 GE Lighting | 6358R P2/12 Philips
ADB | RAP 2502 | 64741 EKM Osram | 20249 EKM GE Lighting | 13989R EKM Philips
ADB | RAP 2502 | 64740 Haloline Osram | 21625 Halostab Sylvania | 230V/1000W R7s Plusline L Philips
ADB | RAP 5001 | 64751 P2/12 Osram | 19695 P2/12 GE Lighting | 6358R P2/12 Philips
ADB | RAP 5001 | 64741 EKM Osram | 20249 EKM GE Lighting | 13989R EKM Philips
ADB | RAP 5001 | 64740 Haloline Osram | 21625 Halostab Sylvania | 230V/1000W R7s Plusline L Philips
ADB | SH 10 | 64745 CP/70 Osram | 39241 CP/70 GE Lighting | 6995P CP/70 Philips
ADB | SH 10 | 64744 T/19 Osram | 39657 T/19 GE Lighting | 6996P T/19 Philips
ADB | SH 20 | 64788 CP/72 Osram | 20309 CP/43 GE Lighting | 6994P CP/72 Philips
ADB | SH 50 | 64805 CP/85 Osram | 30505 CP/29 GE Lighting | 6963Z CP/85 Philips
ADB | SHF 10 | 64721 CP/39 Osram | 88531 CP/39 GE Lighting | 6993Z CP/39 Philips
ADB | SHF 10 | 64747 CP/71 Osram | 39655 CP/40 GE Lighting | 6995Z CP/71 Philips
ADB | SHF 20 | 64789 CP/73 Osram | 88489 CP/41 GE Lighting | 6994Z CP/73 Philips
ADB | SP 10 | 64745 CP/70 Osram | 39241 CP/70 GE Lighting | 6995P CP/70 Philips
ADB | SP 10 | 64744 T/19 Osram | 39657 T/19 GE Lighting | 6996P T/19 Philips
ADB | SP 20 | 64788 CP/72 Osram | 20309 CP/43 GE Lighting | 6994P CP/72 Philips
ADB | SP 50 | 64805 CP/85 Osram | 30505 CP/29 GE Lighting | 6963Z CP/85 Philips
ADB | SPF 10 | 64721 CP/39 Osram | 88531 CP/39 GE Lighting | 6993Z CP/39 Philips
ADB | SPF 10 | 64747 CP/71 Osram | 39655 CP/40 GE Lighting | 6995Z CP/71 Philips
ADB | SPF 20 | 64789 CP/73 Osram | 88489 CP/41 GE Lighting | 6994Z CP/73 Philips
ADB | Warp 800 | 64678 Osram | 39753 HX800 GE Lighting | 6982P Philips
ADB | Warp Daylight 575 | HMI 575/SEL XS Osram | CSR 575/SE/HR GE Lighting | MSR 575/HR Philips | BA 575/SE/HR Sylvania
ALTMAN | 1200 SE-M | HMI 1200/SEL XS Osram | CSR 1200/SE/HR GE Lighting | MSR 1200/HR Philips | BA 1200/SE/HR Sylvania
ALTMAN | 2500 SE-H | HMI 2500/SE XS Osram | CSR 2500/SE/HR GE Lighting | MSR 2500/HR Philips | BA 2500/SE/HR Sylvania
ALTMAN | 2500 SE-M | HMI 2500/SE XS Osram | CSR 2500/SE/HR GE Lighting | MSR 2500/HR Philips | BA 2500/SE/HR Sylvania
ALTMAN | 4000 SE-M | HMI 4000/SE XS Osram | CSR 4000/SE/HR GE Lighting | MSR 4000/HR Philips | BA 4000/SE/HR Sylvania
ALTMAN | 575 SE-M | HMI 575/SEL XS Osram | CSR 575/SE/HR GE Lighting | MSR 575/HR Philips | BA 575/SE/HR Sylvania
ALTMAN | 701 | F 40W/BLB UV T12 GE Ligthing | F 40W/BLB UV T12 Sylvania
ALTMAN | Canto-1200 | HSR 1200/60 Osram | CSR 1200/2/SE GE Lighting | MSR 1200 Philips | MSR 1200/2 Philips
ALTMAN | Canto-1200 | BA 1200/SE/NHR Sylvania
ALTMAN | Canto-250 | CST 250/HR Philips | MSR 250/HR Philips
ALTMAN | Canto-575 | HSD 575/72 Osram | HSD 575/UL/75 Osram | MSD 575 Philips | BA 575/SE/D Sylvania
ALTMAN | Canto-575 | HSR 575/60 Osram | BA 575/SE/NHR Sylvania
ALTMAN | Canto-575 | HSR 575/72 Osram | CSR 575/2/T/SE GE Lighting | MSR 575/2 Philips | BA 575/2/SE/NHR 7.2 Sylvania
ALTMAN | Canto-575 | EMH 575/SE/75 Osram | BA 575/2/SE/NHR 8.5 Sylvania
ALTMAN | Canto-700 | HTI 705/SE XS Osram | CSR 700/SA GE Lighting | MSR 700/SA Philips | BA 700/SE/SA 5,6 Sylvania
ALTMAN | Canto-700 | BA 700/SE/SA 7,2 Sylvania
ALTMAN | Satellite-1 | HMI 575/DXS Osram | CSR 575/DE GE Lighting | MSI 575 Philips | BA 575/DE Sylvania
ALTMAN | Satellite-1 | EMH 575/DE/60 Osram | EMH 575/DE/75 Osram | MSI 575/2 Philips
ALTMAN | UV-250 | MHL 250
ALTMAN | UV-703 | MHL 450
ALTMAN | UV-705 | MHL 450
ALTMAN | Voyager | HTI 400/24 Osram
ALTMANN | APZ 112 K | 64745 CP/70 Osram | 39241 CP/70 GE Lighting | 6995P CP/70 Philips
ALTMANN | APZ 112 K | 64744 T/19 Osram | 39657 T/19 GE Lighting | 6996P T/19 Philips
ALTMANN | APZ 112 K | 64754 CP/90 Osram | 39724 CP/90 GE Lighting | 6895P CP/90 Philips
ALTMANN | APZ 112 K | 64752 T/29 Osram | 39723 T/29 GE Lighting | 6897P T/29 Philips
ALTMANN | APZ 208 | 64788 CP/72 Osram | 20309 CP/43 GE Lighting | 6994P CP/72 Philips
ALTMANN | APZ 208 K | 64788 CP/72 Osram | 20309 CP/43 GE Lighting | 6994P CP/72 Philips
ALTMANN | APZ 212 | 64788 CP/72 Osram | 20309 CP/43 GE Lighting | 6994P CP/72 Philips
ALTMANN | APZ 212 K | 64788 CP/72 Osram | 20309 CP/43 GE Lighting | 6994P CP/72 Philips
ALTMANN | APZ 2508 | 64796 CP/91 Osram | 30415 CP/91 GE Lighting | 6894Y CP/91 Philips
ALTMANN | APZ 2508 K | 64796 CP/91 Osram | 30415 CP/91 GE Lighting | 6894Y CP/91 Philips
ALTMANN | APZ 2512 | 64796 CP/91 Osram | 30415 CP/91 GE Lighting | 6894Y CP/91 Philips
ALTMANN | APZ 2512 K | 64796 CP/91 Osram | 30415 CP/91 GE Lighting | 6894Y CP/91 Philips
ALTMANN | APZ 508 K | 64805 CP/85 Osram | 30505 CP/29 GE Lighting | 6963Z CP/85 Philips
ALTMANN | APZ 512 K | 64805 CP/85 Osram | 30505 CP/29 GE Lighting | 6963Z CP/85 Philips
ALTMANN | AMZ 109 | HMI 1200/SEL XS Osram | CSR 1200/SE/HR GE Lighting | MSR 1200/HR Philips | BA 1200/SE/HR Sylvania
ALTMANN | AMZ 118 | HMI 1200/SEL XS Osram | CSR 1200/SE/HR GE Lighting | MSR 1200/HR Philips | BA 1200/SE/HR Sylvania
ALTMANN | AMZ 130 | HMI 1200/SEL XS Osram | CSR 1200/SE/HR GE Lighting | MSR 1200/HR Philips | BA 1200/SE/HR Sylvania
ALTMANN | AMZ 209 | HMI 2500/SE XS Osram | CSR 2500/SE/HR GE Lighting | MSR 2500/HR Philips | BA 2500/SE/HR Sylvania
ALTMANN | AMZ 218 | HMI 2500/SE XS Osram | CSR 2500/SE/HR GE Lighting | MSR 2500/HR Philips | BA 2500/SE/HR Sylvania
ALTMANN | AMZ 230 | HMI 2500/SE XS Osram | CSR 2500/SE/HR GE Lighting | MSR 2500/HR Philips | BA 2500/SE/HR Sylvania
ARRI | Arrilite 2000 | 64781 FEX P2/27 Osram | 35338 FEX P2/27 GE Lighting | 60884 FEX P2/27 Sylvania
ARRI | Arrilite 600 | 64686 DYR A1/233 Osram | 26896 DYR A1/233 GE Lighting | 61715 DYR A1/233 Sylvania
ARRI | Arrilite 800/1000 | 64571 DXX P2/13 Osram | 36952 DXX P2/13 GE Lighting | 13162R DXX P2/13 Philips | 61321 DXX P2/13 Sylvania
ARRI | Arrilux 125 | MSR 125/HR Philips | CSR 125/SE/HR GE Lighting
ARRI | Arrilux 200 | HMI 200/SE Osram | CSR 200/SE/HR GE Lighting | MSR 200/HR Philips | BA 200/SE/HR Sylvania
ARRI | Arrilux 400 | HMI 400/SE Osram | CSR 400/SE/HR GE Lighting | MSR 400/HR Philips | BA 400/SE/HR Sylvania
ARRI | Arrimax 18/12 | HMI 12000/SE/GX51 XS
ARRI | Arrimax 18/12 | HMI 18000/SE/GX51 XS | CSR 18000/SE/HR GE Lighting | MSR 18000/HR Philips
ARRI | Arrisun 12 Event | HMI 1200/SEL XS Osram | CSR 1200/SE/HR GE Lighting | MSR 1200/HR Philips | BA 1200/SE/HR Sylvania
ARRI | Arrisun 12 Plus | HMI 1200/SEL XS Osram | CSR 1200/SE/HR GE Lighting | MSR 1200/HR Philips | BA 1200/SE/HR Sylvania
ARRI | Arrisun 120 | HMI 12000/SE XS Osram | CSR 12000/SE/HR GE Lighting | MSR 12000/HR Philips
ARRI | Arrisun 2 | HMI 200/SE Osram | CSR 200/SE/HR GE Lighting | MSR 200/HR Philips | BA 200/SE/HR Sylvania
ARRI | Arrisun 40/25 | HMI 2500/SE XS Osram | CSR 2500/SE/HR GE Lighting | MSR 2500/HR Philips | BA 2500/SE/HR Sylvania
ARRI | Arrisun 40/25 | HMI 4000/SE XS Osram | CSR 4000/SE/HR GE Lighting | MSR 4000/HR Philips | BA 4000/SE/HR Sylvania
ARRI | Arrisun 5 | HMI 575/SEL XS Osram | CSR 575/SE/HR GE Lighting | MSR 575/HR Philips | BA 575/SE/HR Sylvania
ARRI | Arrisun 60 | HMI 6000/SE XS Osram | CSR 6000/SE/HR GE Lighting | MSR 6000/HR Philips
ARRI | Cyc 1250 | 64751 P2/12 Osram | 19695 P2/12 GE Lighting | 6358R P2/12 Philips
ARRI | Daylight 12kW | HMI 12000/XS Osram | CSR 12000/DE GE Lighting
ARRI | Daylight 12kW/18kW | HMI 12000/XS Osram | CSR 12000/DE GE Lighting
ARRI | Daylight 12kW/18kW | HMI 18000/XS Osram | CSR 18000/DE GE Lighting
ARRI | Daylight Compact 1200 | HMI 1200/SEL XS Osram | CSR 1200/SE/HR GE Lighting | MSR 1200/HR Philips | BA 1200/SE/HR Sylvania
ARRI | Daylight Compact 12000 | HMI 12000/SE XS Osram | CSR 12000/SE/HR GE Lighting | MSR 12000/HR Philips
ARRI | Daylight Compact 125 | MSR 125/HR Philips | CSR 125/SE/HR GE Lighting
ARRI | Daylight Compact 200 | HMI 200/SE Osram | CSR 200/SE/HR GE Lighting | MSR 200/HR Philips | BA 200/SE/HR Sylvania
ARRI | Daylight Compact 2500 | HMI 2500/SE XS Osram | CSR 2500/SE/HR GE Lighting | MSR 2500/HR Philips | BA 2500/SE/HR Sylvania
ARRI | Daylight Compact 4000 | HMI 4000/SE XS Osram | CSR 4000/SE/HR GE Lighting | MSR 4000/HR Philips | BA 4000/SE/HR Sylvania
ARRI | Daylight Compact 575 | HMI 575/SEL XS Osram | CSR 575/SE/HR GE Lighting | MSR 575/HR Philips | BA 575/SE/HR Sylvania
ARRI | Daylight Compact 6000 | HMI 6000/SE XS Osram | CSR 6000/SE/HR GE Lighting | MSR 6000/HR Philips
ARRI | Flood 1250 | 64751 P2/12 Osram | 19695 P2/12 GE Lighting | 6358R P2/12 Philips
ARRI | Junior 1000 Plus | 64721 CP/39 Osram | 88531 CP/39 GE Lighting | 6993Z CP/39 Philips
ARRI | Junior 1000 Plus | 64747 CP/71 Osram | 39655 CP/40 GE Lighting | 6995Z CP/71 Philips
ARRI | Junior 150 | 64502 Osram | VL 150 Philips | 7003 Philips
ARRI | Junior 2000 | 64789 CP/73 Osram | 88489 CP/41 GE Lighting | 6994Z CP/73 Philips
ARRI | Junior 300 Plus | 64662 M/38 Osram | 39785 M/38 GE Lighting | 6874P M/38 Philips
ARRI | Junior 300 Plus | 64673 CP/81 Osram | 39780 CP/81 GE Lighting | 6872P CP/81 Philips
ARRI | Junior 5000 | 64805 CP/85 Osram | 30505 CP/29 GE Lighting | 6963Z CP/85 Philips
ARRI | Junior 650 Plus | 64717 CP/89 Osram | 39640 CP/89 GE Lighting | 6638P CP/89 Philips
ARRI | Junior 650 Plus | 64718 T/27 Osram | 39456 T/27 GE Lighting | 6823P T/27 Philips
ARRI | Mini 1000 | 23760 EME P2/11 GE Lighting | 13477R EME P2/11 Philips | 9060822 EME P2/11 Sylvania
ARRI | Mini 1000 | 64583 P2/20 Osram | 7786R P2/20 Philips
ARRI | Minicyc 1000 | 64583 P2/20 Osram | 7786R P2/20 Philips
ARRI | Miniflood 1000 | 64583 P2/20 Osram | 7786R P2/20 Philips
ARRI | Softlight 2500 | 64751 P2/12 Osram | 19695 P2/12 GE Lighting | 6358R P2/12 Philips
ARRI | Softlight 5000 | 64751 P2/12 Osram | 19695 P2/12 GE Lighting | 6358R P2/12 Philips
ARRI | Studio 1000 | 64721 CP/39 Osram | 88531 CP/39 GE Lighting | 6993Z CP/39 Philips
ARRI | Studio 1000 | 64747 CP/71 Osram | 39655 CP/40 GE Lighting | 6995Z CP/71 Philips
ARRI | Studio 2000 | 64789 CP/73 Osram | 88489 CP/41 GE Lighting | 6994Z CP/73 Philips
ARRI | Studio 5000 | 64805 CP/85 Osram | 30505 CP/29 GE Lighting | 6963Z CP/85 Philips
ARRI | Studio Ceramic 250 | CST 250/HR Philips | MSR 250/HR Philips
ARRI | Studio Cool 2+2-Bank | Studioline 55W/3200 | Studioline 55W/5600 | Studio Lynx 55W/3200 | Studio Lynx 55W/5600
ARRI | Studio Cool 2-Bank | Studioline 55W/3200 | Studioline 55W/5600 | Studio Lynx 55W/3200 | Studio Lynx 55W/5600
ARRI | Studio Cool 4-Bank | Studioline 55W/3200 | Studioline 55W/5600 | Studio Lynx 55W/3200 | Studio Lynx 55W/5600
ARRI | Studio T 12 | 48771 Q12MT26/4CL GE Lighting
ARRI | Studio T 24 | 48777 Q24MT32/4CL GE Lighting
ARRI | ST 1 | 64747 CP/71 Osram | 39655 CP/40 GE Lighting | 6995Z CP/71 Philips
ARRI | ST 2 | 64789 CP/73 Osram | 88489 CP/41 GE Lighting | 6994Z CP/73 Philips
ARRI | ST 5 | 64805 CP/85 Osram | 30505 CP/29 GE Lighting | 6963Z CP/85 Philips
ARRI | T 1 | 64747 CP/71 Osram | 39655 CP/40 GE Lighting | 6995Z CP/71 Philips
ARRI | T 2 | 64789 CP/73 Osram | 88489 CP/41 GE Lighting | 6994Z CP/73 Philips
ARRI | T 5 | 64805 CP/85 Osram | 30505 CP/29 GE Lighting | 6963Z CP/85 Philips
ARRI | T 12 | 64815 CP/83 Osram | 12036 CP/83 GE Lighting
ARRI | X 12 | HMI 1200/SEL XS Osram | CSR 1200/SE/HR GE Lighting | MSR 1200/HR Philips | BA 1200/SE/HR Sylvania
ARRI | X 2 | HMI 200/SE Osram | CSR 200/SE/HR GE Lighting | MSR 200/HR Philips | BA 200/SE/HR Sylvania
ARRI | X 40/25 | HMI 2500/SE XS Osram | CSR 2500/SE/HR GE Lighting | MSR 2500/HR Philips | BA 2500/SE/HR Sylvania
ARRI | X 40/25 | HMI 4000/SE XS Osram | CSR 4000/SE/HR GE Lighting | MSR 4000/HR Philips | BA 4000/SE/HR Sylvania
ARRI | X 5 | HMI 575/SEL XS Osram | CSR 575/SE/HR GE Lighting | MSR 575/HR Philips | BA 575/SE/HR Sylvania
ARRI | X 60 | HMI 6000/SE XS Osram | CSR 6000/SE/HR GE Lighting | MSR 6000/HR Philips
ARRI | X Ceramic 250 | CST 250/HR Philips | MSR 250/HR Philips
ART LIGHTING | ART 1000 | 64741 EKM Osram | 20249 EKM GE Lighting | 13989R EKM Philips
ART LIGHTING | ART 1000 | 64740 Haloline Osram | 21625 Halostab Sylvania | 230V/1000W R7s Plusline L Philips
ART LIGHTING | ART 250 | 64688 Haloline Osram | 230V/60W R7s Plusline C Philips | 22781 Halostab Sylvania | 91431 K15 T3/BX GE Lighting
ART LIGHTING | ART 250 | 64690 Haloline Osram | 230V/100W R7s Plusline C Philips | 21402 Halostab Sylvania
ART LIGHTING | ART 250 | 64695 Haloline Osram | 230V/150W R7s Plusline C Philips | 21403 Halostab Sylvania
ART LIGHTING | ART 500 | 64696 Haloline Osram | 230V/150W R7s Plusline S Philips | 21547 Halostab Sylvania
ART LIGHTING | ART 500 | 64698 Haloline Osram | 230V/200W R7s Plusline S Philips | 21551 Halostab Sylvania
ART LIGHTING | ART 500 | 64701 Haloline Osram | 230V/300W R7s Plusline S Philips | 21653 Halostab Sylvania
ART LIGHTING | ART 500 | 64702 Haloline Osram | 230V/500W R7s Plusline S Philips | 21621 Halostab Sylvania
ART LIGHTING | CHR 1000 | 64741 EKM Osram | 20249 EKM GE Lighting | 13989R EKM Philips
ART LIGHTING | CHR 1000 | 64740 Haloline Osram | 21625 Halostab Sylvania | 230V/1000W R7s Plusline L Philips
ART LIGHTING | CHR 250 | 64688 Haloline Osram | 230V/60W R7s Plusline C Philips | 22781 Halostab Sylvania | 91431 K15 T3/BX GE Lighting
ART LIGHTING | CHR 250 | 64690 Haloline Osram | 230V/100W R7s Plusline C Philips | 21402 Halostab Sylvania
ART LIGHTING | CHR 250 | 64695 Haloline Osram | 230V/150W R7s Plusline C Philips | 21403 Halostab Sylvania
ART LIGHTING | CHR 500 | 64696 Haloline Osram | 230V/150W R7s Plusline S Philips | 21547 Halostab Sylvania
ART LIGHTING | CHR 500 | 64698 Haloline Osram | 230V/200W R7s Plusline S Philips | 21551 Halostab Sylvania
ART LIGHTING | CHR 500 | 64701 Haloline Osram | 230V/300W R7s Plusline S Philips | 21653 Halostab Sylvania
ART LIGHTING | CHR 500 | 64702 Haloline Osram | 230V/500W R7s Plusline S Philips | 21621 Halostab Sylvania
ART LIGHTING | DPR 1000/04 | 578K 24V/1000W KV K39d Dr. Fischer
ART LIGHTING | DPR 200 | 561G 24V/200W KV B24s Dr. Fischer
ART LIGHTING | DPR 2250 | 564B 24V/250W KV E40 Dr. Fischer
ART LIGHTING | DPR 250 | 564B 24V/250W KV E40 Dr. Fischer
ART LIGHTING | DPR 500 | 570B 24V/500W KV E40 Dr. Fischer
ART LIGHTING | FHR 1000 | 64745 CP/70 Osram | 39241 CP/70 GE Lighting | 6995P CP/70 Philips
ART LIGHTING | FHR 1000 | 64744 T/19 Osram | 39657 T/19 GE Lighting | 6996P T/19 Philips
ART LIGHTING | FHR 1000 | 64754 CP/90 Osram | 39724 CP/90 GE Lighting | 6895P CP/90 Philips
ART LIGHTING | FHR 1000 | 64752 T/29 Osram | 39723 T/29 GE Lighting | 6897P T/29 Philips
ART LIGHTING | FHR 2000 | 64788 CP/72 Osram | 20309 CP/43 GE Lighting | 6994P CP/72 Philips
ART LIGHTING | FHR 500 | 64717 CP/89 Osram | 39640 CP/89 GE Lighting | 6638P CP/89 Philips
ART LIGHTING | FHR 500 | 64670 T/25 Osram | 39455 T/25 GE Lighting | 6820P T/25 Philips
ART LIGHTING | FHR 500 | 64674 CP/82 Osram | 39624 CP/82 GE Lighting | 6873P CP/82 Philips
ART LIGHTING | FHR 500 | 64672 M/40 Osram | 39621 M/40 GE Lighting | 6877P M/40 Philips | 61733 M/40 Sylvania
ART LIGHTING | FHR 500 | 64718 T/27 Osram | 39636 T/26 GE Lighting | 39456 T/27 GE Lighting | 6823P T/27 Philips
ART LIGHTING | GHR 1000 | 64745 CP/70 Osram | 39241 CP/70 GE Lighting | 6995P CP/70 Philips
ART LIGHTING | GHR 1000 | 64744 T/19 Osram | 39657 T/19 GE Lighting | 6996P T/19 Philips
ART LIGHTING | GHR 1000 | 64754 CP/90 Osram | 39724 CP/90 GE Lighting | 6895P CP/90 Philips
ART LIGHTING | GHR 1000 | 64752 T/29 Osram | 39723 T/29 GE Lighting | 6897P T/29 Philips
ART LIGHTING | GHR 2000 | 64788 CP/72 Osram | 20309 CP/43 GE Lighting | 6994P CP/72 Philips
ART LIGHTING | GHR 500 | 64717 CP/89 Osram | 39640 CP/89 GE Lighting | 6638P CP/89 Philips
ART LIGHTING | GHR 500 | 64670 T/25 Osram | 39455 T/25 GE Lighting | 6820P T/25 Philips
ART LIGHTING | GHR 500 | 64674 CP/82 Osram | 39624 CP/82 GE Lighting | 6873P CP/82 Philips
ART LIGHTING | GHR 500 | 64672 M/40 Osram | 39621 M/40 GE Lighting | 6877P M/40 Philips | 61733 M/40 Sylvania
ART LIGHTING | GHR 500 | 64718 T/27 Osram | 39636 T/26 GE Lighting | 39456 T/27 GE Lighting | 6823P T/27 Philips
CCT | Freedom 2000 Axial Profile | 64716 GKV Osram | 39739 GKV GE Lighting | 6986P GKV Philips
CCT | Freedom 2000 Axial Profile | 64678 Osram | 39753 HX800 GE Lighting | 6982P Philips
CCT | Freedom 600 | 64716 GKV Osram | 39739 GKV GE Lighting | 6986P GKV Philips
CCT | Freedom Condenser | 64717 CP/89 Osram | 39640 CP/89 GE Lighting | 6638P CP/89 Philips
CCT | Freedom Condenser | 64718 T/27 Osram | 39636 T/26 GE Lighting | 39456 T/27 GE Lighting | 6823P T/27 Philips
CCT | Freedom Eco Fresnel | 64716 GKV Osram | 39739 GKV GE Lighting | 6986P GKV Philips
CCT | Freedom Eco Fresnel | 64678 Osram | 39753 HX800 GE Lighting | 6982P Philips
CCT | Freedom Eco Pebble Convex | 64716 GKV Osram | 39739 GKV GE Lighting | 6986P GKV Philips
CCT | Freedom Eco Pebble Convex | 64678 Osram | 39753 HX800 GE Lighting | 6982P Philips
CCT | Freedom Follow Spot | 64716 GKV Osram | 39739 GKV GE Lighting | 6986P GKV Philips
CCT | Freedom Follow Spot | 64678 Osram | 39753 HX800 GE Lighting | 6982P Philips
CCT | Freedom Fresnel | 64716 GKV Osram | 39739 GKV GE Lighting | 6986P GKV Philips
CCT | Freedom Pebble Convex | 64716 GKV Osram | 39739 GKV GE Lighting | 6986P GKV Philips
CCT | Minuette | 64717 CP/89 Osram | 39640 CP/89 GE Lighting | 6638P CP/89 Philips
CCT | Minuette | 64670 T/25 Osram | 39455 T/25 GE Lighting | 6820P T/25 Philips
CCT | Minuette | 64674 CP/82 Osram | 39624 CP/82 GE Lighting | 6873P CP/82 Philips
CCT | Minuette | 64672 M/40 Osram | 39621 M/40 GE Lighting | 6877P M/40 Philips | 61733 M/40 Sylvania
CCT | Minuette | 64718 T/27 Osram | 39636 T/26 GE Lighting | 39456 T/27 GE Lighting | 6823P T/27 Philips
CCT | Minuette Condenser Profile | 64717 CP/89 Osram | 39640 CP/89 GE Lighting | 6638P CP/89 Philips
CCT | Minuette Condenser Profile | 64670 T/25 Osram | 39455 T/25 GE Lighting | 6820P T/25 Philips
CCT | Minuette Condenser Profile | 64674 CP/82 Osram | 39624 CP/82 GE Lighting | 6873P CP/82 Philips
CCT | Minuette Condenser Profile | 64672 M/40 Osram | 39621 M/40 GE Lighting | 6877P M/40 Philips | 61733 M/40 Sylvania
CCT | Minuette Condenser Profile | 64718 T/27 Osram | 39636 T/26 GE Lighting | 39456 T/27 GE Lighting | 6823P T/27 Philips
CCT | Minuette Fluter | 64696 Haloline Osram | 230V/150W R7s Plusline S Philips | 21547 Halostab Sylvania
CCT | Minuette Fluter | 64698 Haloline Osram | 230V/200W R7s Plusline S Philips | 21551 Halostab Sylvania
CCT | Minuette Fluter | 64701 Haloline Osram | 230V/300W R7s Plusline S Philips | 21653 Halostab Sylvania
CCT | Minuette Fluter | 64702 Haloline Osram | 230V/500W R7s Plusline S Philips | 21621 Halostab Sylvania
CCT | Minuette Fresnel | 64717 CP/89 Osram | 39640 CP/89 GE Lighting | 6638P CP/89 Philips
CCT | Minuette Fresnel | 64670 T/25 Osram | 39455 T/25 GE Lighting | 6820P T/25 Philips
CCT | Minuette Fresnel | 64674 CP/82 Osram | 39624 CP/82 GE Lighting | 6873P CP/82 Philips
CCT | Minuette Fresnel | 64672 M/40 Osram | 39621 M/40 GE Lighting | 6877P M/40 Philips | 61733 M/40 Sylvania
CCT | Minuette Fresnel | 64718 T/27 Osram | 39636 T/26 GE Lighting | 39456 T/27 GE Lighting | 6823P T/27 Philips
CCT | Minuette Pebble Convex | 64717 CP/89 Osram | 39640 CP/89 GE Lighting | 6638P CP/89 Philips
CCT | Minuette Pebble Convex | 64670 T/25 Osram | 39455 T/25 GE Lighting | 6820P T/25 Philips
CCT | Minuette Pebble Convex | 64674 CP/82 Osram | 39624 CP/82 GE Lighting | 6873P CP/82 Philips
CCT | Minuette Pebble Convex | 64672 M/40 Osram | 39621 M/40 GE Lighting | 6877P M/40 Philips | 61733 M/40 Sylvania
CCT | Minuette Pebble Convex | 64718 T/27 Osram | 39636 T/26 GE Lighting | 39456 T/27 GE Lighting | 6823P T/27 Philips
CCT | Minuette "Pursuit" Con. F. | 64717 CP/89 Osram | 39640 CP/89 GE Lighting | 6638P CP/89 Philips
CCT | Minuette "Pursuit" Con. F. | 64718 T/27 Osram | 39636 T/26 GE Lighting | 39456 T/27 GE Lighting | 6823P T/27 Philips
CCT | Minuette Reflector Profile | 64718 T/27 Osram | 39636 T/26 GE Lighting | 39456 T/27 GE Lighting | 6823P T/27 Philips
CCT | Minuette Reflector Profile | 64717 CP/89 Osram | 39640 CP/89 GE Lighting | 6638P CP/89 Philips
CCT | Minuette Single Cell Shown | 64702 Haloline Osram | 230V/500W R7s Plusline S Philips | 21621 Halostab Sylvania
CCT | Minuette Single Cell Shown | 64701 Haloline Osram | 230V/300W R7s Plusline S Philips | 21653 Halostab Sylvania
CCT | Minuette Single Cell Shown | 64698 Haloline Osram | 230V/200W R7s Plusline S Philips | 21551 Halostab Sylvania
CCT | Silhouette Profil | 64796 CP/91 Osram | 30415 CP/91 GE Lighting | 6894Y CP/91 Philips
CCT | Silhouette Profil | 64777 CP/92 Osram | 88506 CP/92 GE Lighting | 6975Z CP/92 Philips
CCT | Starlette | 64796 CP/91 Osram | 30415 CP/91 GE Lighting | 6894Y CP/91 Philips
CCT | Starlette | 64777 CP/92 Osram | 88506 CP/92 GE Lighting | 6975Z CP/92 Philips
CCT | Starlette Fresnel Z0050 | 64745 CP/70 Osram | 39241 CP/70 GE Lighting | 6995P CP/70 Philips
CCT | Starlette Fresnel Z0050 | 64744 T/19 Osram | 39657 T/19 GE Lighting | 6996P T/19 Philips
CCT | Starlette Fresnel Z0050 | 64754 CP/90 Osram | 39724 CP/90 GE Lighting | 6895P CP/90 Philips
CCT | Starlette Fresnel Z0050 | 64752 T/29 Osram | 39723 T/29 GE Lighting | 6897P T/29 Philips
CCT | Starlette Fresnel Z0080 | 64788 CP/72 Osram | 20309 CP/43 GE Lighting | 6994P CP/72 Philips
CCT | Starlette PC Z0052 | 64745 CP/70 Osram | 39241 CP/70 GE Lighting | 6995P CP/70 Philips
CCT | Starlette PC Z0052 | 64744 T/19 Osram | 39657 T/19 GE Lighting | 6996P T/19 Philips
CCT | Starlette PC Z0052 | 64754 CP/90 Osram | 39724 CP/90 GE Lighting | 6895P CP/90 Philips
CCT | Starlette PC Z0052 | 64752 T/29 Osram | 39723 T/29 GE Lighting | 6897P T/29 Philips
CCT | Starlette PC Z0082 | 64788 CP/72 Osram | 20309 CP/43 GE Lighting | 6994P CP/72 Philips
CCT | Turbo Silhouette | 64745 CP/70 Osram | 39241 CP/70 GE Lighting | 6995P CP/70 Philips
CCT | Turbo Silhouette | 64744 T/19 Osram | 39657 T/19 GE Lighting | 6996P T/19 Philips
CCT | Turbo Silhouette | 64754 CP/90 Osram | 39724 CP/90 GE Lighting | 6895P CP/90 Philips
CCT | Turbo Silhouette | 64752 T/29 Osram | 39723 T/29 GE Lighting | 6897P T/29 Philips
CLAY PAKY | Alpha Beam 300 | MSR GOLD 300/2 FastFit Philips
CLAY PAKY | Alpha Profile 1200 | HTI 1200/D7/60 Osram | CSR 1200/S/DE/60 GE Lighting | MSR GOLD 1200/SA/DE Philips | BA 1200/DE/S 6.0 Gold Sylvania
CLAY PAKY | Alpha Profile 1200 | HTI 1200/D7/75 Osram | CSR 1200/S/DE/72 GE Lighting | MSR GOLD 1200/SA/2 DE Philips | BA 1200/2/DE/S 7.2 Gold Sylvania
CLAY PAKY | Alpha Spot 1200 | HTI 1200/D7/60 Osram | CSR 1200/S/DE/60 GE Lighting | MSR GOLD 1200/SA/DE Philips | BA 1200/DE/S 6.0 Gold Sylvania
CLAY PAKY | Alpha Spot 1200 | HTI 1200/D7/75 Osram | CSR 1200/S/DE/72 GE Lighting | MSR GOLD 1200/SA/2 DE Philips | BA 1200/2/DE/S 7.2 Gold Sylvania
CLAY PAKY | Alpha Spot 300 | MSR GOLD 300/2 FastFit Philips
CLAY PAKY | Alpha Spot 575 | HMI 575/DXS Osram | CSR 575/DE GE Lighting | MSI 575 Philips | BA 575/DE Sylvania
CLAY PAKY | Alpha Spot 575 | EMH 575/DE/60 Osram | EMH 575/DE/75 Osram | MSI 575/2 Philips
CLAY PAKY | Alpha Spot 700 | HTI 700/D4/60 Osram | CSR 700/S/DE/60 GE Lighting
CLAY PAKY | Alpha Spot 700 | HTI 700/D4/75 Osram | CSR 700/S/DE/75 GE Lighting | MSR GOLD 700/SA/2 DE Philips
CLAY PAKY | Alpha Spot Easy 1200 | HTI 1200/D7/60 Osram | CSR 1200/S/DE/60 GE Lighting | MSR GOLD 1200/SA/DE Philips | BA 1200/DE/S 6.0 Gold Sylvania
CLAY PAKY | Alpha Spot Easy 1200 | HTI 1200/D7/75 Osram | CSR 1200/S/DE/72 GE Lighting | MSR GOLD 1200/SA/2 DE Philips | BA 1200/2/DE/S 7.2 Gold Sylvania
CLAY PAKY | Alpha Spot HPE 1200 | HTI 1200/D7/60 Osram | CSR 1200/S/DE/60 GE Lighting | MSR GOLD 1200/SA/DE Philips | BA 1200/DE/S 6.0 Gold Sylvania
CLAY PAKY | Alpha Spot HPE 1200 | HTI 1200/D7/75 Osram | CSR 1200/S/DE/72 GE Lighting | MSR GOLD 1200/SA/2 DE Philips | BA 1200/2/DE/S 7.2 Gold Sylvania
CLAY PAKY | Alpha Spot HPE 300 | MSR GOLD 300/2 FastFit Philips
CLAY PAKY | Alpha Spot HPE 575 | HMI 575/DXS Osram | CSR 575/DE GE Lighting | MSI 575 Philips | BA 575/DE Sylvania
CLAY PAKY | Alpha Spot HPE 575 | EMH 575/DE/60 Osram | EMH 575/DE/75 Osram | MSI 575/2 Philips
CLAY PAKY | Alpha Wash 1200 | HTI 1200/D7/60 Osram | CSR 1200/S/DE/60 GE Lighting | MSR GOLD 1200/SA/DE Philips | BA 1200/DE/S 6.0 Gold Sylvania
CLAY PAKY | Alpha Wash 1200 | HTI 1200/D7/75 Osram | CSR 1200/S/DE/72 GE Lighting | MSR GOLD 1200/SA/2 DE Philips | BA 1200/2/DE/S 7.2 Gold Sylvania
CLAY PAKY | Alpha Wash 300 | MSR GOLD 300/2 FastFit Philips
CLAY PAKY | Alpha Wash 575 | HMI 575/SEL XS Osram | CSR 575/SE/HR GE Lighting | MSR 575/HR Philips | BA 575/SE/HR Sylvania
CLAY PAKY | Alpha Wash Easy 1200 | HTI 1200/D7/60 Osram | CSR 1200/S/DE/60 GE Lighting | MSR GOLD 1200/SA/DE Philips | BA 1200/DE/S 6.0 Gold Sylvania
CLAY PAKY | Alpha Wash Easy 1200 | HTI 1200/D7/75 Osram | CSR 1200/S/DE/72 GE Lighting | MSR GOLD 1200/SA/2 DE Philips | BA 1200/2/DE/S 7.2 Gold Sylvania
CLAY PAKY | Alpha Wash Halo 1000 | 7002Y Philips
CLAY PAKY | Alpha Wash Halo 1200 | 93723 CP/110 Osram | 91580 CP/110 OC1200 GE Lighting | 6980Z CP/110 Philips
CLAY PAKY | Alpha Wash TH | HMI 575/SEL XS Osram | CSR 575/SE/HR GE Lighting | MSR 575/HR Philips | BA 575/SE/HR Sylvania
CLAY PAKY | Astroraggi Power | HSR 400 Osram | MSR 400 Philips | BA 400/SE/NHR Sylvania
CLAY PAKY | Astroscan | HMI 1200/DXS Osram | CSR 1200/DE GE Lighting | MSI 1200 Philips | BA 1200/DE Sylvania
CLAY PAKY | Astroscan | EMH 1200/DE/60 Osram
CLAY PAKY | Atlas | HMI 575/DXS Osram | CSR 575/DE GE Lighting | MSI 575 Philips | BA 575/DE Sylvania
CLAY PAKY | Atlas | EMH 575/DE/60 Osram | EMH 575/DE/75 Osram | MSI 575/2 Philips
CLAY PAKY | Colorwave 300 | HTI 300/D5/57 Osram | HTI 300/D5/65 Osram
CLAY PAKY | Combicolor 575 | HMI 575/DXS Osram | CSR 575/DE GE Lighting | MSI 575 Philips | BA 575/DE Sylvania
CLAY PAKY | Combicolor 575 | EMH 575/DE/60 Osram | EMH 575/DE/75 Osram | MSI 575/2 Philips
CLAY PAKY | CP Color 150-E | CDM SA/T 150/942 Philips | CMH 150/T/UVC/U/942/G12 GE
CLAY PAKY | CP Color 150-E | HSD 150/70 Osram | HSD 150/UL/75 Osram | MSD 150/2 Philips | BA 150/SE/T Sylvania
CLAY PAKY | CP Color 400 | HSR 400 Osram | MSR 400 Philips | BA 400/SE/NHR Sylvania
CLAY PAKY | CP Color 400 SH | HSR 400 Osram | MSR 400 Philips | BA 400/SE/NHR Sylvania
CLAY PAKY | CP Color 575 | HSD 575/72 Osram | HSD 575/UL/75 Osram | MSD 575 Philips | BA 575/SE/D Sylvania
CLAY PAKY | CP Color 575 | HSR 575/60 Osram | BA 575/SE/NHR Sylvania
CLAY PAKY | CP Color 575 | HSR 575/72 Osram | CSR 575/2/T/SE GE Lighting | MSR 575/2 Philips | BA 575/2/SE/NHR 7.2 Sylvania
CLAY PAKY | CP Color 575 | EMH 575/SE/75 Osram | BA 575/2/SE/NHR 8.5 Sylvania
CLAY PAKY | CP Color MH "AE" | HSR 400 Osram | MSR 400 Philips | BA 400/SE/NHR Sylvania
CLAY PAKY | CP Spot/CT | 64458 S Halostar Starlite Osram
CLAY PAKY | CP Spot/CT | 41835 SSP Halospot 111 Osram
CLAY PAKY | CP Spot/CT | 41835 SP Halospot 111 Osram
CLAY PAKY | CP Spot/CT | 41835 FL Halospot 111 Osram
CLAY PAKY | CP Spot/CT | 41835 WFL Halospot 111 Osram
CLAY PAKY | CP Spot/CT | 41840 SP Halospot 111 Osram
CLAY PAKY | CP Spot/CT | 41840 FL Halospot 111 Osram
CLAY PAKY | CP Spot/CT | 41840 WFL Halospot 111 Osram
CLAY PAKY | CP Spot/CT | 41850 SP Halospot 111 Osram
CLAY PAKY | CP Spot/CT | 41850 FL Halospot 111 Osram
CLAY PAKY | CP Spot/CT | 41850 WFL Halospot 111 Osram
CLAY PAKY | CP Spot/ST | 64458 S Halostar Starlite Osram
CLAY PAKY | CP Spot/ST | 41835 SSP Halospot 111 Osram
CLAY PAKY | CP Spot/ST | 41835 SP Halospot 111 Osram
CLAY PAKY | CP Spot/ST | 41835 FL Halospot 111 Osram
CLAY PAKY | CP Spot/ST | 41835 WFL Halospot 111 Osram
CLAY PAKY | CP Spot/ST | 41840 SP Halospot 111 Osram
CLAY PAKY | CP Spot/ST | 41840 FL Halospot 111 Osram
CLAY PAKY | CP Spot/ST | 41840 WFL Halospot 111 Osram
CLAY PAKY | CP Spot/ST | 41850 SP Halospot 111 Osram
CLAY PAKY | CP Spot/ST | 41850 FL Halospot 111 Osram
CLAY PAKY | CP Spot/ST | 41850 WFL Halospot 111 Osram
CLAY PAKY | Golden Scan 3 | HMI 575/DXS Osram | CSR 575/DE GE Lighting | MSI 575 Philips | BA 575/DE Sylvania
CLAY PAKY | Golden Scan 3 | EMH 575/DE/60 Osram | EMH 575/DE/75 Osram | MSI 575/2 Philips
CLAY PAKY | Golden Scan 3 | HMI 1200/DXS Osram | CSR 1200/DE GE Lighting | MSI 1200 Philips | BA 1200/DE Sylvania
CLAY PAKY | Golden Scan 3 | EMH 1200/DE/60 Osram
CLAY PAKY | Golden Scan 4 | HMI 1200/DXS Osram | CSR 1200/DE GE Lighting | MSI 1200 Philips | BA 1200/DE Sylvania
CLAY PAKY | Golden Scan 4 | EMH 1200/DE/60 Osram
CLAY PAKY | Golden Scan HPE | HMI 1200/DXS Osram | CSR 1200/DE GE Lighting | MSI 1200 Philips | BA 1200/DE Sylvania
CLAY PAKY | Golden Scan HPE | EMH 1200/DE/60 Osram
CLAY PAKY | Mini Scan HP 3 | HTI 300/D5/57 Osram | HTI 300/D5/65 Osram
CLAY PAKY | Pin Scan | 64458 S Halostar Starlite Osram
CLAY PAKY | Pin Scan | 41835 SSP Halospot 111 Osram
CLAY PAKY | Pin Scan | 41835 SP Halospot 111 Osram
CLAY PAKY | Pin Scan | 41835 FL Halospot 111 Osram
CLAY PAKY | Pin Scan | 41835 WFL Halospot 111 Osram
CLAY PAKY | Pin Scan | 41840 SP Halospot 111 Osram
CLAY PAKY | Pin Scan | 41840 FL Halospot 111 Osram
CLAY PAKY | Pin Scan | 41840 WFL Halospot 111 Osram
CLAY PAKY | Pin Scan | 41850 SP Halospot 111 Osram
CLAY PAKY | Pin Scan | 41850 FL Halospot 111 Osram
CLAY PAKY | Pin Scan | 41850 WFL Halospot 111 Osram
CLAY PAKY | Point | 48870 ES SP Osram
CLAY PAKY | Point IN | 48870 ES SP Osram
CLAY PAKY | Point MH | 48870 ES SP Osram
CLAY PAKY | Rainspot 575 | HSD 575/72 Osram | HSD 575/UL/75 Osram | MSD 575 Philips | BA 575/SE/D Sylvania
CLAY PAKY | Rainspot 575 | HSR 575/60 Osram | BA 575/SE/NHR Sylvania
CLAY PAKY | Rainspot 575 | HSR 575/72 Osram | CSR 575/2/T/SE GE Lighting | MSR 575/2 Philips | BA 575/2/SE/NHR 7.2 Sylvania
CLAY PAKY | Rainspot 575 | EMH 575/SE/75 Osram | BA 575/2/SE/NHR 8.5 Sylvania
CLAY PAKY | Shadow Basic | HMI 575/DXS Osram | CSR 575/DE GE Lighting | MSI 575 Philips | BA 575/DE Sylvania
CLAY PAKY | Shadow Basic | EMH 575/DE/60 Osram | EMH 575/DE/75 Osram | MSI 575/2 Philips
CLAY PAKY | Shadow Basic | HMI 1200/DXS Osram | CSR 1200/DE GE Lighting | MSI 1200 Philips | BA 1200/DE Sylvania
CLAY PAKY | Shadow Basic | EMH 1200/DE/60 Osram
CLAY PAKY | Shadow QS-LT | HMI 1200/DXS Osram | CSR 1200/DE GE Lighting | MSI 1200 Philips | BA 1200/DE Sylvania
CLAY PAKY | Shadow QS-LT | EMH 1200/DE/60 Osram
CLAY PAKY | Shadow QS-ST | HMI 1200/DXS Osram | CSR 1200/DE GE Lighting | MSI 1200 Philips | BA 1200/DE Sylvania
CLAY PAKY | Shadow QS-ST | EMH 1200/DE/60 Osram
CLAY PAKY | S.I.P. 300 | 64662 M/38 Osram | 39785 M/38 GE Lighting | 6874P M/38 Philips
CLAY PAKY | S.I.P. 300 | 64673 CP/81 Osram | 39780 CP/81 GE Lighting | 6872P CP/81 Philips
CLAY PAKY | Stage Color 1000 | 64745 CP/70 Osram | 39241 CP/70 GE Lighting | 6995P CP/70 Philips
CLAY PAKY | Stage Color 1000 | 64744 T/19 Osram | 39657 T/19 GE Lighting | 6996P T/19 Philips
CLAY PAKY | Stage Color 575 | HMI 575/SEL XS Osram | CSR 575/SE/HR GE Lighting | MSR 575/HR Philips | BA 575/SE/HR Sylvania
CLAY PAKY | Stage Scan | HMI 1200/DXS Osram | CSR 1200/DE GE Lighting | MSI 1200 Philips | BA 1200/DE Sylvania
CLAY PAKY | Stage Scan | EMH 1200/DE/60 Osram
CLAY PAKY | Super Scan Zoom | HMI 1200/DXS Osram | CSR 1200/DE GE Lighting | MSI 1200 Philips | BA 1200/DE Sylvania
CLAY PAKY | Super Scan Zoom | EMH 1200/DE/60 Osram
CLAY PAKY | Tiger C.C. | HMI 575/DXS Osram | CSR 575/DE GE Lighting | MSI 575 Philips | BA 575/DE Sylvania
CLAY PAKY | Tiger C.C. | EMH 575/DE/60 Osram | EMH 575/DE/75 Osram | MSI 575/2 Philips
CLAY PAKY | Tiger C.C. | HMI 1200/DXS Osram | CSR 1200/DE GE Lighting | MSI 1200 Philips | BA 1200/DE Sylvania
CLAY PAKY | Tiger C.C. | EMH 1200/DE/60 Osram
CLAY PAKY | Tiger Scan | HMI 575/DXS Osram | CSR 575/DE GE Lighting | MSI 575 Philips | BA 575/DE Sylvania
CLAY PAKY | Tiger Scan | EMH 575/DE/60 Osram | EMH 575/DE/75 Osram | MSI 575/2 Philips
CLAY PAKY | Tiger Scan | HMI 1200/DXS Osram | CSR 1200/DE GE Lighting | MSI 1200 Philips | BA 1200/DE Sylvania
CLAY PAKY | Tiger Scan | EMH 1200/DE/60 Osram
CLAY PAKY | Tornado | HMI 575/DXS Osram | CSR 575/DE GE Lighting | MSI 575 Philips | BA 575/DE Sylvania
CLAY PAKY | Tornado | EMH 575/DE/60 Osram | EMH 575/DE/75 Osram | MSI 575/2 Philips
CLAY PAKY | V.I.P. 1200 | HMI 1200/DXS Osram | CSR 1200/DE GE Lighting | MSI 1200 Philips | BA 1200/DE Sylvania
CLAY PAKY | V.I.P. 1200 | EMH 1200/DE/60 Osram
CLAY PAKY | V.I.P. 150 | HQI-T 150W/NDL/G12 Osram
CLAY PAKY | V.I.P. 250 ALO | 64657 HLX M/33 Osram | 34768 M/33 GE Lighting | 6958 M/33 Philips | 61465 M/33 Sylvania
CLAY PAKY | V.I.P. 250 ALO | 64655 HLX EHJ Osram | 14874 EHJ GE Lighting | 7748XHP EHJ Philips | 61367 EHJ Sylvania
CLAY PAKY | V.I.P. 250 ALO/ST | 64657 HLX M/33 Osram | 34768 M/33 GE Lighting | 6958 M/33 Philips | 61465 M/33 Sylvania
CLAY PAKY | V.I.P. 250 ALO/ST | 64655 HLX EHJ Osram | 14874 EHJ GE Lighting | 7748XHP EHJ Philips | 61367 EHJ Sylvania
CLAY PAKY | V.I.P. 300 | HTI 300/D5/57 Osram | HTI 300/D5/65 Osram
CLAY PAKY | V.I.P. 300 DIA | HTI 300/D5/57 Osram | HTI 300/D5/65 Osram
CLAY PAKY | Water Column | 48870 ES SP Osram
COEMAR | Fiera 1200 | HSR 1200/60 Osram | CSR 1200/2/SE GE Lighting | MSR 1200 Philips | MSR 1200/2 Philips
COEMAR | Fiera 1200 | BA 1200/SE/NHR Sylvania
COEMAR | Fiera 575 | HSD 575/72 Osram | HSD 575/UL/75 Osram | MSD 575 Philips | BA 575/SE/D Sylvania
COEMAR | Fiera 575 | HSR 575/60 Osram | BA 575/SE/NHR Sylvania
COEMAR | Fiera 575 | HSR 575/72 Osram | CSR 575/2/T/SE GE Lighting | MSR 575/2 Philips | BA 575/2/SE/NHR 7.2 Sylvania
COEMAR | Fiera 575 | EMH 575/SE/75 Osram | BA 575/2/SE/NHR 8.5 Sylvania
COEMAR | Inciso | 64788 CP/72 Osram | 20309 CP/43 GE Lighting | 6994P CP/72 Philips
COEMAR | Infinity ACL | MSR GOLD 300/2 FastFit Philips
COEMAR | Infinity Spot S | MSR GOLD 300/2 FastFit Philips
COEMAR | Infinity Spot XL | HTI 1500/60/P50 Osram | MSR GOLD 1500 FastFit Philips
COEMAR | Infinity Wash S | MSR GOLD 300/2 FastFit Philips
COEMAR | Infinity Wash XL | MSR GOLD 1200 FastFit Philips
COEMAR | iPROFILE Flex | CSR 2000/SA GE Lighting | MSR 2000/SA Philips
COEMAR | iSPOT 1200 MB | HTI 1200/D7/60 Osram | CSR 1200/S/DE/60 GE Lighting | MSR GOLD 1200/SA/DE Philips | BA 1200/DE/S 6.0 Gold Sylvania
COEMAR | iSPOT 1200 MB | HTI 1200/D7/75 Osram | CSR 1200/S/DE/72 GE Lighting | MSR GOLD 1200/SA/2 DE Philips | BA 1200/2/DE/S 7.2 Gold Sylvania
COEMAR | iSPOT 150 | CDM SA/T 150/942 Philips | CMH 150/T/UVC/U/942/G12 GE
COEMAR | iSPOT 150 | HSD 150/70 Osram | HSD 150/UL/75 Osram | MSD 150/2 Philips | BA 150/SE/T Sylvania
COEMAR | iSPOT 575 | HSD 575/72 Osram | HSD 575/UL/75 Osram | MSD 575 Philips | BA 575/SE/D Sylvania
COEMAR | iSPOT 575 | HSR 575/60 Osram | BA 575/SE/NHR Sylvania
COEMAR | iSPOT 575 | HSR 575/72 Osram | CSR 575/2/T/SE GE Lighting | MSR 575/2 Philips | BA 575/2/SE/NHR 7.2 Sylvania
COEMAR | iSPOT 575 | EMH 575/SE/75 Osram | BA 575/2/SE/NHR 8.5 Sylvania
COEMAR | iSPOT eXTREME | MSR GOLD 1200 SA/SE Philips
COEMAR | iSPOT Flex | CSR 2000/SA GE Lighting | MSR 2000/SA Philips
COEMAR | iWASH 575 | HSD 575/72 Osram | HSD 575/UL/75 Osram | MSD 575 Philips | BA 575/SE/D Sylvania
COEMAR | iWASH 575 | HSR 575/60 Osram | BA 575/SE/NHR Sylvania
COEMAR | iWASH 575 | HSR 575/72 Osram | CSR 575/2/T/SE GE Lighting | MSR 575/2 Philips | BA 575/2/SE/NHR 7.2 Sylvania
COEMAR | iWASH 575 | EMH 575/SE/75 Osram | BA 575/2/SE/NHR 8.5 Sylvania
COEMAR | iWASH Halo | 7015 TXO Philips
COEMAR | iWASH Flex | CSR 2000/SA GE Lighting | MSR 2000/SA Philips
COEMAR | Minicyc | HSD 250/60 Osram | HSD 250/80 Osram | HSD 250/UL/75 Osram | EMH 250/SE/80 Osram
COEMAR | Minicyc | CSD 250/2/SE GE Lighting | MSD 250 Philips | MSD 250/2 Philips | BA 250/SE/D Sylvania
COEMAR | Minicyc | BA 250/2/SE D8,5 Sylvania
COEMAR | NAT MM 1200 | HMI 1200/DXS Osram | CSR 1200/DE GE Lighting | MSI 1200 Philips | BA 1200/DE Sylvania
COEMAR | NAT MM 1200 | EMH 1200/DE/60 Osram
COEMAR | NAT MM 2500 ZOOM 15/30 | HMI 2500/DXS Osram | CSR 2500/DE GE Lighting | MSI 2500 Philips | BA 2500/DE Sylvania
COEMAR | NAT PC 1200 | HMI 1200/DXS Osram | CSR 1200/DE GE Lighting | MSI 1200 Philips | BA 1200/DE Sylvania
COEMAR | NAT PC 1200 | EMH 1200/DE/60 Osram
COEMAR | NAT TM 1200 | HMI 1200/DXS Osram | CSR 1200/DE GE Lighting | MSI 1200 Philips | BA 1200/DE Sylvania
COEMAR | NAT TM 1200 | EMH 1200/DE/60 Osram
COEMAR | Panorama Power Mk2 | HSD 575/72 Osram | HSD 575/UL/75 Osram | MSD 575 Philips | BA 575/SE/D Sylvania
COEMAR | Panorama Power Mk2 | HSR 575/60 Osram | BA 575/SE/NHR Sylvania
COEMAR | Panorama Power Mk2 | HSR 575/72 Osram | CSR 575/2/T/SE GE Lighting | MSR 575/2 Philips | BA 575/2/SE/NHR 7.2 Sylvania
COEMAR | Panorama Power Mk2 | EMH 575/SE/75 Osram | BA 575/2/SE/NHR 8.5 Sylvania
COEMAR | Passo 650/1000 PC Antialo | 64720 CP/23 Osram | 72680 CP/23 GE Lighting | 6993P CP/23 Philips
COEMAR | Passo 650/1000 PC Antialo | 64719 T/12 Osram | 39661 T/12 GE Lighting | 6998P T/12 Philips
COEMAR | Passo 650/1000 PC Antialo | 64745 CP/70 Osram | 39241 CP/70 GE Lighting | 6995P CP/70 Philips
COEMAR | Passo 650/1000 PC Antialo | 64744 T/19 Osram | 39657 T/19 GE Lighting | 6996P T/19 Philips
COEMAR | Pilota 1200 W | HTI 1200/SE XS Osram | CSR 1200/SA GE Lighting | MSR 1200/SA Philips
COEMAR | Profilo | 64745 CP/70 Osram | 39241 CP/70 GE Lighting | 6995P CP/70 Philips
COEMAR | Profilo | 64744 T/19 Osram | 39657 T/19 GE Lighting | 6996P T/19 Philips
COEMAR | Profilo | 64754 CP/90 Osram | 39724 CP/90 GE Lighting | 6895P CP/90 Philips
COEMAR | Profilo | 64752 T/29 Osram | 39723 T/29 GE Lighting | 6897P T/29 Philips
COEMAR | ProSpot 250 LX | HSD 250/60 Osram | HSD 250/80 Osram | HSD 250/UL/75 Osram | EMH 250/SE/80 Osram
COEMAR | ProSpot 250 LX | CSD 250/2/SE GE Lighting | MSD 250 Philips | MSD 250/2 Philips | BA 250/SE/D Sylvania
COEMAR | ProSpot 250 LX | BA 250/2/SE D8,5 Sylvania
COEMAR | ProSpot 575 MB | HSD 575/72 Osram | HSD 575/UL/75 Osram | MSD 575 Philips | BA 575/SE/D Sylvania
COEMAR | ProSpot 575 MB | HSR 575/60 Osram | BA 575/SE/NHR Sylvania
COEMAR | ProSpot 575 MB | HSR 575/72 Osram | CSR 575/2/T/SE GE Lighting | MSR 575/2 Philips | BA 575/2/SE/NHR 7.2 Sylvania
COEMAR | ProSpot 575 MB | EMH 575/SE/75 Osram | BA 575/2/SE/NHR 8.5 Sylvania
COEMAR | ProWash 250 LX | HSD 250/60 Osram | HSD 250/80 Osram | HSD 250/UL/75 Osram | EMH 250/SE/80 Osram
COEMAR | ProWash 250 LX | CSD 250/2/SE GE Lighting | MSD 250 Philips | MSD 250/2 Philips | BA 250/SE/D Sylvania
COEMAR | ProWash 250 LX | BA 250/2/SE D8,5 Sylvania
COEMAR | Ribalta | 64702 Haloline Osram | 230V/500W R7s Plusline S Philips | 21621 Halostab Sylvania
COEMAR | Ribalta | 64701 Haloline Osram | 230V/300W R7s Plusline S Philips | 21653 Halostab Sylvania
COEMAR | Ribalta | 64698 Haloline Osram | 230V/200W R7s Plusline S Philips | 21551 Halostab Sylvania
COEMAR | Risalto | 64662 M/38 Osram | 39785 M/38 GE Lighting | 6874P M/38 Philips
COEMAR | Risalto | 64673 CP/81 Osram | 39780 CP/81 GE Lighting | 6872P CP/81 Philips
COEMAR | Risalto | 64717 CP/89 Osram | 39640 CP/89 GE Lighting | 6638P CP/89 Philips
COEMAR | Risalto | 64670 T/25 Osram | 39455 T/25 GE Lighting | 6820P T/25 Philips
COEMAR | Risalto | 64674 CP/82 Osram | 39624 CP/82 GE Lighting | 6873P CP/82 Philips
COEMAR | Risalto | 64672 M/40 Osram | 39621 M/40 GE Lighting | 6877P M/40 Philips | 61733 M/40 Sylvania
COEMAR | Risalto | 64718 T/27 Osram | 39636 T/26 GE Lighting | 39456 T/27 GE Lighting | 6823P T/27 Philips
COEMAR | Risalto | 64745 CP/70 Osram | 39241 CP/70 GE Lighting | 6995P CP/70 Philips
COEMAR | Risalto | 64744 T/19 Osram | 39657 T/19 GE Lighting | 6996P T/19 Philips
COEMAR | Risalto | 64788 CP/72 Osram | 20309 CP/43 GE Lighting | 6994P CP/72 Philips
COEMAR | Segno 2000 PC-F | 64788 CP/72 Osram | 20309 CP/43 GE Lighting | 6994P CP/72 Philips
COEMAR | Sequenza 1000 A/S | 64741 EKM Osram | 20249 EKM GE Lighting | 13989R EKM Philips
COEMAR | Sequenza 1000 A/S | 64740 Haloline Osram | 21625 Halostab Sylvania | 230V/1000W R7s Plusline L Philips
COEMAR | Sequenza 500 A/S | 64702 Haloline Osram | 230V/500W R7s Plusline S Philips | 21621 Halostab Sylvania
COEMAR | SuperCyc Mk2 | HSR 1200/60 Osram | CSR 1200/2/SE GE Lighting | MSR 1200 Philips | MSR 1200/2 Philips
COEMAR | SuperCyc Mk2 | BA 1200/SE/NHR Sylvania
COEMAR | Testa 1200 MSR | HMI 1200/SEL XS Osram | CSR 1200/SE/HR GE Lighting | MSR 1200/HR Philips | BA 1200/SE/HR Sylvania
COEMAR | Testa 1200 W | HSR 1200/60 Osram | CSR 1200/2/SE GE Lighting | MSR 1200 Philips | MSR 1200/2 Philips
COEMAR | Testa 1200 W | BA 1200/SE/NHR Sylvania
COEMAR | Testa 2000 al MkII | 64788 CP/72 Osram | 20309 CP/43 GE Lighting | 6994P CP/72 Philips
COEMAR | Testa 2500 W | HTI 2500/SE XS Osram
COEMAR | Testa 575 MSR | HMI 575/SEL XS Osram | CSR 575/SE/HR GE Lighting | MSR 575/HR Philips | BA 575/SE/HR Sylvania
COEMAR | Tocco 1000/1200 PC-F | 64745 CP/70 Osram | 39241 CP/70 GE Lighting | 6995P CP/70 Philips
COEMAR | Tocco 1000/1200 PC-F | 64744 T/19 Osram | 39657 T/19 GE Lighting | 6996P T/19 Philips
COEMAR | Tocco 1000/1200 PC-F | 64754 CP/90 Osram | 39724 CP/90 GE Lighting | 6895P CP/90 Philips
COEMAR | Tocco 1000/1200 PC-F | 64752 T/29 Osram | 39723 T/29 GE Lighting | 6897P T/29 Philips
COEMAR | Versatile | 64720 CP/23 Osram | 72680 CP/23 GE Lighting | 6993P CP/23 Philips
COEMAR | Versatile | 64719 T/12 Osram | 39661 T/12 GE Lighting | 6998P T/12 Philips
COEMAR | Zenith 300/500 PC Antialo | 64680 A1/244 Osram | 39644 A1/244 GE Lighting | 7389 A1/244 Philips | 9061731 A1/244 Sylvania
COEMAR | Zenith 500 15/41 | 64680 A1/244 Osram | 39644 A1/244 GE Lighting | 7389 A1/244 Philips | 9061731 A1/244 Sylvania
DESISTI | Boticcelli | 64751 P2/12 Osram | 19695 P2/12 GE Lighting | 6358R P2/12 Philips
DESISTI | Boticcelli | 64741 EKM Osram | 20249 EKM GE Lighting | 13989R EKM Philips
DESISTI | Boticcelli | 64740 Haloline Osram | 21625 Halostab Sylvania | 230V/1000W R7s Plusline L Philips
DESISTI | Boticcelli 1kW | 23760 EME P2/11 GE Lighting | 13477R EME P2/11 Philips | 9060822 EME P2/11 Sylvania
DESISTI | Boticcelli 1kW | 64583 P2/20 Osram | 7786R P2/20 Philips
DESISTI | Boticcelli 2kW | 23760 EME P2/11 GE Lighting | 13477R EME P2/11 Philips | 9060822 EME P2/11 Sylvania
DESISTI | Boticcelli 2kW | 64583 P2/20 Osram | 7786R P2/20 Philips
DESISTI | Boticcelli 4kW | 23760 EME P2/11 GE Lighting | 13477R EME P2/11 Philips | 9060822 EME P2/11 Sylvania
DESISTI | Boticcelli 4kW | 64583 P2/20 Osram | 7786R P2/20 Philips
DESISTI | CD 7 F | HCI T 70/WDL UVS Osram | HCI T 70/NDL UVS Osram | CDM T 70/830 UVS Philips | CDM T 70/942 UVS Philips
DESISTI | CD 15 B | HCI T 150/WDL UVS Osram | HCI T 150/NDL UVS Osram | CDM T 150/830 UVS Philips | CDM T 150/942 UVS Philips
DESISTI | CD 15 F | HCI T 150/WDL UVS Osram | HCI T 150/NDL UVS Osram | CDM T 150/830 UVS Philips | CDM T 150/942 UVS Philips
DESISTI | Cosmobeam RC 100 | 64571 DXX P2/13 Osram | 36952 DXX P2/13 GE Lighting | 13162R DXX P2/13 Philips | 61321 DXX P2/13 Sylvania
DESISTI | Cosmobeam RC 100 | 64553 Osram
DESISTI | Cosmobeam RC 200 | 64781 FEX P2/27 Osram | 35338 FEX P2/27 GE Lighting | 60884 FEX P2/27 Sylvania
DESISTI | Cosmobeam RC 80 | 64553 Osram
DESISTI | Cosmobroad RC 110 | 64571 DXX P2/13 Osram | 36952 DXX P2/13 GE Lighting | 13162R DXX P2/13 Philips | 61321 DXX P2/13 Sylvania
DESISTI | Cosmobroad RC 110 | 64553 Osram
DESISTI | CST 25 B | ST 250/HR Philips | MSR 250/HR Philips
DESISTI | CST 25 F | ST 250/HR Philips | MSR 250/HR Philips
DESISTI | CST 50 F | ST 500/HR Philips
DESISTI | De Lux 2 | Studioline 55W/3200 | Studioline 55W/5600 | Studio Lynx 55W/3200 | Studio Lynx 55W/5600
DESISTI | De Lux 2 Cyc | Studioline 55W/3200 | Studioline 55W/5600 | Studio Lynx 55W/3200 | Studio Lynx 55W/5600
DESISTI | De Lux 4 | Studioline 55W/3200 | Studioline 55W/5600 | Studio Lynx 55W/3200 | Studio Lynx 55W/5600
DESISTI | De Lux 4 Cyc | Studioline 55W/3200 | Studioline 55W/5600 | Studio Lynx 55W/3200 | Studio Lynx 55W/5600
DESISTI | De Lux 6 | Studioline 55W/3200 | Studioline 55W/5600 | Studio Lynx 55W/3200 | Studio Lynx 55W/5600
DESISTI | Duccio 1 | 19697 P2/10 GE Lighting | 7775R/16 P2/10 Philips
DESISTI | Duccio 1 | 23760 EME P2/11 GE Lighting | 13477R EME P2/11 Philips | 9060822 EME P2/11 Sylvania
DESISTI | Duccio 1 | 64583 P2/20 Osram | 7786R P2/20 Philips
DESISTI | Duccio 1 | 64751 P2/12 Osram | 19695 P2/12 GE Lighting | 6358R P2/12 Philips
DESISTI | Duccio 1 | 64741 EKM Osram | 20249 EKM GE Lighting | 13989R EKM Philips
DESISTI | Duccio 1 | 64740 Haloline Osram | 21625 Halostab Sylvania | 230V/1000W R7s Plusline L Philips
DESISTI | Duccio 2 | 19697 P2/10 GE Lighting | 7775R/16 P2/10 Philips
DESISTI | Duccio 2 | 23760 EME P2/11 GE Lighting | 13477R EME P2/11 Philips | 9060822 EME P2/11 Sylvania
DESISTI | Duccio 2 | 64583 P2/20 Osram | 7786R P2/20 Philips
DESISTI | Duccio 2 | 64751 P2/12 Osram | 19695 P2/12 GE Lighting | 6358R P2/12 Philips
DESISTI | Duccio 2 | 64741 EKM Osram | 20249 EKM GE Lighting | 13989R EKM Philips
DESISTI | Duccio 2 | 64740 Haloline Osram | 21625 Halostab Sylvania | 230V/1000W R7s Plusline L Philips
DESISTI | Duccio 3 | 19697 P2/10 GE Lighting | 7775R/16 P2/10 Philips
DESISTI | Duccio 3 | 23760 EME P2/11 GE Lighting | 13477R EME P2/11 Philips | 9060822 EME P2/11 Sylvania
DESISTI | Duccio 3 | 64583 P2/20 Osram | 7786R P2/20 Philips
DESISTI | Duccio 3 | 64751 P2/12 Osram | 19695 P2/12 GE Lighting | 6358R P2/12 Philips
DESISTI | Duccio 3 | 64741 EKM Osram | 20249 EKM GE Lighting | 13989R EKM Philips
DESISTI | Duccio 3 | 64740 Haloline Osram | 21625 Halostab Sylvania | 230V/1000W R7s Plusline L Philips
DESISTI | Duccio 4 | 19697 P2/10 GE Lighting | 7775R/16 P2/10 Philips
DESISTI | Duccio 4 | 23760 EME P2/11 GE Lighting | 13477R EME P2/11 Philips | 9060822 EME P2/11 Sylvania
DESISTI | Duccio 4 | 64583 P2/20 Osram | 7786R P2/20 Philips
DESISTI | Duccio 4 | 64751 P2/12 Osram | 19695 P2/12 GE Lighting | 6358R P2/12 Philips
DESISTI | Duccio 4 | 64741 EKM Osram | 20249 EKM GE Lighting | 13989R EKM Philips
DESISTI | Duccio 4 | 64740 Haloline Osram | 21625 Halostab Sylvania | 230V/1000W R7s Plusline L Philips
DESISTI | Giotto 2 | 19697 P2/10 GE Lighting | 7775R/16 P2/10 Philips
DESISTI | Giotto 2 | 23760 EME P2/11 GE Lighting | 13477R EME P2/11 Philips | 9060822 EME P2/11 Sylvania
DESISTI | Giotto 2 | 64583 P2/20 Osram | 7786R P2/20 Philips
DESISTI | Giotto 2 | 64751 P2/12 Osram | 19695 P2/12 GE Lighting | 6358R P2/12 Philips
DESISTI | Giotto 2 | 64741 EKM Osram | 20249 EKM GE Lighting | 13989R EKM Philips
DESISTI | Giotto 2 | 64740 Haloline Osram | 21625 Halostab Sylvania | 230V/1000W R7s Plusline L Philips
DESISTI | Giotto 3 | 19697 P2/10 GE Lighting | 7775R/16 P2/10 Philips
DESISTI | Giotto 3 | 23760 EME P2/11 GE Lighting | 13477R EME P2/11 Philips | 9060822 EME P2/11 Sylvania
DESISTI | Giotto 3 | 64583 P2/20 Osram | 7786R P2/20 Philips
DESISTI | Giotto 3 | 64751 P2/12 Osram | 19695 P2/12 GE Lighting | 6358R P2/12 Philips
DESISTI | Giotto 3 | 64741 EKM Osram | 20249 EKM GE Lighting | 13989R EKM Philips
DESISTI | Giotto 3 | 64740 Haloline Osram | 21625 Halostab Sylvania | 230V/1000W R7s Plusline L Philips
DESISTI | Giotto 4 | 19697 P2/10 GE Lighting | 7775R/16 P2/10 Philips
DESISTI | Giotto 4 | 23760 EME P2/11 GE Lighting | 13477R EME P2/11 Philips | 9060822 EME P2/11 Sylvania
DESISTI | Giotto 4 | 64583 P2/20 Osram | 7786R P2/20 Philips
DESISTI | Giotto 4 | 64751 P2/12 Osram | 19695 P2/12 GE Lighting | 6358R P2/12 Philips
DESISTI | Giotto 4 | 64741 EKM Osram | 20249 EKM GE Lighting | 13989R EKM Philips
DESISTI | Giotto 4 | 64740 Haloline Osram | 21625 Halostab Sylvania | 230V/1000W R7s Plusline L Philips
DESISTI | Giotto 500/1000 Cyc Light | 64702 Haloline Osram | 230V/500W R7s Plusline S Philips | 21621 Halostab Sylvania
DESISTI | Giotto 500/1000 Cyc Light | 23760 EME P2/11 GE Lighting | 13477R EME P2/11 Philips | 9060822 EME P2/11 Sylvania
DESISTI | Giotto 500/1000 Cyc Light | 64583 P2/20 Osram | 7786R P2/20 Philips
DESISTI | Goya 1200 | HMI 1200/SEL XS Osram | CSR 1200/SE/HR GE Lighting | MSR 1200/HR Philips | BA 1200/SE/HR Sylvania
DESISTI | Goya 2500/4000 | HMI 2500/SE XS Osram | CSR 2500/SE/HR GE Lighting | MSR 2500/HR Philips | BA 2500/SE/HR Sylvania
DESISTI | Goya 2500/4000 | HMI 4000/SE XS Osram | CSR 4000/SE/HR GE Lighting | MSR 4000/HR Philips | BA 4000/SE/HR Sylvania
DESISTI | Goya 400 | HMI 400/SE Osram | CSR 400/SE/HR GE Lighting | MSR 400/HR Philips | BA 400/SE/HR Sylvania
DESISTI | Goya 575 | HMI 575/SEL XS Osram | CSR 575/SE/HR GE Lighting | MSR 575/HR Philips | BA 575/SE/HR Sylvania
DESISTI | Goya 6 - 12kW | HMI 6000/SE XS Osram | CSR 6000/SE/HR GE Lighting | MSR 6000/HR Philips
DESISTI | Goya 6 - 12kW | HMI 12000/SE XS Osram | CSR 12000/SE/HR GE Lighting | MSR 12000/HR Philips
DESISTI | Leonardo 1000 Special | 64720 CP/23 Osram | 72680 CP/23 GE Lighting | 6993P CP/23 Philips
DESISTI | Leonardo 1000 Special | 64719 T/12 Osram | 39661 T/12 GE Lighting | 6998P T/12 Philips
DESISTI | Leonardo 1000 Special | 64745 CP/70 Osram | 39241 CP/70 GE Lighting | 6995P CP/70 Philips
DESISTI | Leonardo 1000 Special | 64744 T/19 Osram | 39657 T/19 GE Lighting | 6996P T/19 Philips
DESISTI | Leonardo 1000 Standart | 64721 CP/39 Osram | 88531 CP/39 GE Lighting | 6993Z CP/39 Philips
DESISTI | Leonardo 1000 Standart | 64747 CP/71 Osram | 39655 CP/40 GE Lighting | 6995Z CP/71 Philips
DESISTI | Leonardo 1000 Standart | 64756 CP/93 Osram | 30384 CP/93 GE Lighting
DESISTI | Leonardo 2000 | 64789 CP/73 Osram | 88489 CP/41 GE Lighting | 6994Z CP/73 Philips
DESISTI | Leonardo 5000 | 64805 CP/85 Osram | 30505 CP/29 GE Lighting | 6963Z CP/85 Philips
DESISTI | Leonardo Piccolo 10/12 | 64815 CP/83 Osram | 12036 CP/83 GE Lighting
DESISTI | Leonardo Piccolo 10/12 | 48771 Q12MT26/4CL GE Lighting
DESISTI | Leonardo Piccolo 10000 | 64815 CP/83 Osram | 12036 CP/83 GE Lighting
DESISTI | Leonardo Piccolo 2000 | 64789 CP/73 Osram | 88489 CP/41 GE Lighting | 6994Z CP/73 Philips
DESISTI | Leonardo Piccolo 5000 | 64805 CP/85 Osram | 30505 CP/29 GE Lighting | 6963Z CP/85 Philips
DESISTI | Magis 300/500/650 | 64662 M/38 Osram | 39785 M/38 GE Lighting | 6874P M/38 Philips
DESISTI | Magis 300/500/650 | 64673 CP/81 Osram | 39780 CP/81 GE Lighting | 6872P CP/81 Philips
DESISTI | Magis 300/500/650 | 64717 CP/89 Osram | 39640 CP/89 GE Lighting | 6638P CP/89 Philips
DESISTI | Magis 300/500/650 | 64670 T/25 Osram | 39455 T/25 GE Lighting | 6820P T/25 Philips
DESISTI | Magis 300/500/650 | 64674 CP/82 Osram | 39624 CP/82 GE Lighting | 6873P CP/82 Philips
DESISTI | Magis 300/500/650 | 64672 M/40 Osram | 39621 M/40 GE Lighting | 6877P M/40 Philips | 61733 M/40 Sylvania
DESISTI | Magis 300/500/650 | 64718 T/27 Osram | 39636 T/26 GE Lighting | 39456 T/27 GE Lighting | 6823P T/27 Philips
DESISTI | Minibroad | 64702 Haloline Osram | 230V/500W R7s Plusline S Philips | 21621 Halostab Sylvania
DESISTI | Minibroad | 23760 EME P2/11 GE Lighting | 13477R EME P2/11 Philips | 9060822 EME P2/11 Sylvania
DESISTI | Minibroad | 64583 P2/20 Osram | 7786R P2/20 Philips
DESISTI | Monet 150mm 210.120 | 64721 CP/39 Osram | 88531 CP/39 GE Lighting | 6993Z CP/39 Philips
DESISTI | Monet 150mm 210.120 | 64747 CP/71 Osram | 39655 CP/40 GE Lighting | 6995Z CP/71 Philips
DESISTI | Monet 150mm 210.120 | 93723 CP/110 Osram | 91580 CP/110 OC1200 GE Lighting | 6980Z CP/110 Philips
DESISTI | Monet 150mm 210.140 | 64720 CP/23 Osram | 72680 CP/23 GE Lighting | 6993P CP/23 Philips
DESISTI | Monet 150mm 210.140 | 64719 T/12 Osram | 39661 T/12 GE Lighting | 6998P T/12 Philips
DESISTI | Monet 150mm 210.140 | 64745 CP/70 Osram | 39241 CP/70 GE Lighting | 6995P CP/70 Philips
DESISTI | Monet 150mm 210.140 | 64744 T/19 Osram | 39657 T/19 GE Lighting | 6996P T/19 Philips
DESISTI | Monet 150mm 210.220 | 64721 CP/39 Osram | 88531 CP/39 GE Lighting | 6993Z CP/39 Philips
DESISTI | Monet 150mm 210.220 | 64747 CP/71 Osram | 39655 CP/40 GE Lighting | 6995Z CP/71 Philips
DESISTI | Monet 150mm 210.220 | 93723 CP/110 Osram | 91580 CP/110 OC1200 GE Lighting | 6980Z CP/110 Philips
DESISTI | PAR 2kW Tungsten | 64789 CP/73 Osram | 88489 CP/41 GE Lighting | 6994Z CP/73 Philips
DESISTI | Raffaello 1200 | HMI 1200/SEL XS Osram | CSR 1200/SE/HR GE Lighting | MSR 1200/HR Philips | BA 1200/SE/HR Sylvania
DESISTI | Raffaello 200 | HMI 200/SE Osram | CSR 200/SE/HR GE Lighting | MSR 200/HR Philips | BA 200/SE/HR Sylvania
DESISTI | Raffaello 2500 | HMI 2500/SE XS Osram | CSR 2500/SE/HR GE Lighting | MSR 2500/HR Philips | BA 2500/SE/HR Sylvania
DESISTI | Raffaello 575 | HMI 575/DXS Osram | CSR 575/DE GE Lighting | MSI 575 Philips | BA 575/DE Sylvania
DESISTI | Raffaello 575 | EMH 575/DE/60 Osram | EMH 575/DE/75 Osram | MSI 575/2 Philips
DESISTI | Raffaello 6000 | HMI 6000/XS Osram | CSR 6000/DE GE Lighting | MSI 6000 Philips
DESISTI | Rembrandt 1.2 - 2.5kW | HMI 1200/SEL XS Osram | CSR 1200/SE/HR GE Lighting | MSR 1200/HR Philips | BA 1200/SE/HR Sylvania
DESISTI | Rembrandt 1.2 - 2.5kW | HMI 2500/SE XS Osram | CSR 2500/SE/HR GE Lighting | MSR 2500/HR Philips | BA 2500/SE/HR Sylvania
DESISTI | Rembrandt 12/18kW | HMI 12000/XS Osram | CSR 12000/DE GE Lighting
DESISTI | Rembrandt 12/18kW | HMI 18000/XS Osram | CSR 18000/DE GE Lighting
DESISTI | Rembrandt 1200 S/E | HMI 1200/SEL XS Osram | CSR 1200/SE/HR GE Lighting | MSR 1200/HR Philips | BA 1200/SE/HR Sylvania
DESISTI | Rembrandt 2.5 - 4kW | HMI 2500/SE XS Osram | CSR 2500/SE/HR GE Lighting | MSR 2500/HR Philips | BA 2500/SE/HR Sylvania
DESISTI | Rembrandt 2.5 - 4kW | HMI 4000/SE XS Osram | CSR 4000/SE/HR GE Lighting | MSR 4000/HR Philips | BA 4000/SE/HR Sylvania
DESISTI | Rembrandt 6 - 12kW Mk2 | HMI 6000/SE XS Osram | CSR 6000/SE/HR GE Lighting | MSR 6000/HR Philips
DESISTI | Rembrandt 6 - 12kW Mk2 | HMI 12000/SE XS Osram | CSR 12000/SE/HR GE Lighting | MSR 12000/HR Philips
DESISTI | Rembrandt 6000 | HMI 6000/XS Osram | CSR 6000/DE GE Lighting | MSI 6000 Philips
DESISTI | Rembrandt Piccolo 1200 | HMI 1200/SEL XS Osram | CSR 1200/SE/HR GE Lighting | MSR 1200/HR Philips | BA 1200/SE/HR Sylvania
DESISTI | Rembrandt Piccolo 1200 Mk2 | HMI 1200/SEL XS Osram | CSR 1200/SE/HR GE Lighting | MSR 1200/HR Philips | BA 1200/SE/HR Sylvania
DESISTI | Rembrandt Piccolo 200 | HMI 200/SE Osram | CSR 200/SE/HR GE Lighting | MSR 200/HR Philips | BA 200/SE/HR Sylvania
DESISTI | Rembrandt Piccolo 2500 | HMI 2500/SE XS Osram | CSR 2500/SE/HR GE Lighting | MSR 2500/HR Philips | BA 2500/SE/HR Sylvania
DESISTI | Rembrandt Piccolo 4000 | HMI 4000/SE XS Osram | CSR 4000/SE/HR GE Lighting | MSR 4000/HR Philips | BA 4000/SE/HR Sylvania
DESISTI | Rembrandt Piccolo 575 | HMI 575/SEL XS Osram | CSR 575/SE/HR GE Lighting | MSR 575/HR Philips | BA 575/SE/HR Sylvania
DESISTI | Rembrandt Piccolo 575 Mk2 | HMI 575/SEL XS Osram | CSR 575/SE/HR GE Lighting | MSR 575/HR Philips | BA 575/SE/HR Sylvania
DESISTI | Rembrandt Piccolo 6000 Mk2 | HMI 6000/SE XS Osram | CSR 6000/SE/HR GE Lighting | MSR 6000/HR Philips
DESISTI | Remington 1200 | HMI 1200/SEL XS Osram | CSR 1200/SE/HR GE Lighting | MSR 1200/HR Philips | BA 1200/SE/HR Sylvania
DESISTI | Remington 200 | HMI 200/SE Osram | CSR 200/SE/HR GE Lighting | MSR 200/HR Philips | BA 200/SE/HR Sylvania
DESISTI | Remington 2500/4000 | HMI 2500/SE XS Osram | CSR 2500/SE/HR GE Lighting | MSR 2500/HR Philips | BA 2500/SE/HR Sylvania
DESISTI | Remington 2500/4000 | HMI 4000/SE XS Osram | CSR 4000/SE/HR GE Lighting | MSR 4000/HR Philips | BA 4000/SE/HR Sylvania
DESISTI | Remington 400 | HMI 400/SE Osram | CSR 400/SE/HR GE Lighting | MSR 400/HR Philips | BA 400/SE/HR Sylvania
DESISTI | Remington 575 | HMI 575/SEL XS Osram | CSR 575/SE/HR GE Lighting | MSR 575/HR Philips | BA 575/SE/HR Sylvania
DESISTI | Remington 6000/12000 | HMI 6000/SE XS Osram | CSR 6000/SE/HR GE Lighting | MSR 6000/HR Philips
DESISTI | Remington 6000/12000 | HMI 12000/SE XS Osram | CSR 12000/SE/HR GE Lighting | MSR 12000/HR Philips
DESISTI | Renoir 300/500/650 | 64662 M/38 Osram | 39785 M/38 GE Lighting | 6874P M/38 Philips
DESISTI | Renoir 300/500/650 | 64673 CP/81 Osram | 39780 CP/81 GE Lighting | 6872P CP/81 Philips
DESISTI | Renoir 300/500/650 | 64717 CP/89 Osram | 39640 CP/89 GE Lighting | 6638P CP/89 Philips
DESISTI | Renoir 300/500/650 | 64670 T/25 Osram | 39455 T/25 GE Lighting | 6820P T/25 Philips
DESISTI | Renoir 300/500/650 | 64674 CP/82 Osram | 39624 CP/82 GE Lighting | 6873P CP/82 Philips
DESISTI | Renoir 300/500/650 | 64672 M/40 Osram | 39621 M/40 GE Lighting | 6877P M/40 Philips | 61733 M/40 Sylvania
DESISTI | Renoir 300/500/650 | 64718 T/27 Osram | 39636 T/26 GE Lighting | 39456 T/27 GE Lighting | 6823P T/27 Philips
DESISTI | Renoir 1000 | 64721 CP/39 Osram | 88531 CP/39 GE Lighting | 6993Z CP/39 Philips
DESISTI | Renoir 1000 | 64747 CP/71 Osram | 39655 CP/40 GE Lighting | 6995Z CP/71 Philips
DESISTI | Renoir 2000 | 64789 CP/73 Osram | 88489 CP/41 GE Lighting | 6994Z CP/73 Philips
DESISTI | Renoir 5000 | 64805 CP/85 Osram | 30505 CP/29 GE Lighting | 6963Z CP/85 Philips
DESISTI | Super Leo 10/12 | 64815 CP/83 Osram | 12036 CP/83 GE Lighting
DESISTI | Super Leo 10/12 | 48771 Q12MT26/4CL GE Lighting
DESISTI | Super Leo 20/24 | 64818 CP/99 Osram | 48774 Q20MT32/4CL GE Lighting
DESISTI | Super Leo 20/24 | 48777 Q24MT32/4CL GE Lighting
DESISTI | Varibeam 800 | 64571 DXX P2/13 Osram | 36952 DXX P2/13 GE Lighting | 13162R DXX P2/13 Philips | 61321 DXX P2/13 Sylvania
DESISTI | Wyeth 1kW | 23760 EME P2/11 GE Lighting | 13477R EME P2/11 Philips | 9060822 EME P2/11 Sylvania
DESISTI | Wyeth 1kW | 64583 P2/20 Osram | 7786R P2/20 Philips
DESISTI | Wyeth 2kW | 23760 EME P2/11 GE Lighting | 13477R EME P2/11 Philips | 9060822 EME P2/11 Sylvania
DESISTI | Wyeth 2kW | 64583 P2/20 Osram | 7786R P2/20 Philips
DHA | Digital Beamlight | 570B 24V/500W KV E40 Dr. Fischer
ETC | Source Four | 93728 HPL Osram | 88478 HPL GE Lighting | 7007 HPL Philips | 61800 HPL Sylvania
ETC | Source Four | 93728 LL HPL Osram | 88476 HPL GE Lighting | 7007 LL Philips | 61804 HPL Sylvania
ETC | Source Four | 93729 HPL Osram | 88474 HPL GE Lighting | 7008 HPL Philips | 61802 HPL Sylvania
ETC | Source Four | 93729 LL HPL Osram | 88430 HPL GE Lighting |  | 61806 HPL Sylvania
ETC | Source Four HID | HCI T 70/WDL UVS Osram | HCI T 70/NDL UVS Osram | CDM T 70/830 UVS Philips | CDM T 70/942 UVS Philips
ETC | Source Four HID | HCI T 150/WDL UVS Osram | HCI T 150/NDL UVS Osram | CDM T 150/830 UVS Philips | CDM T 150/942 UVS Philips
ETC | Source Four jr | 93728 HPL Osram | 88478 HPL GE Lighting | 7007 HPL Philips | 61800 HPL Sylvania
ETC | Source Four jr | 93728 LL HPL Osram | 88476 HPL GE Lighting | 7007 LL Philips | 61804 HPL Sylvania
ETC | Source Four jr Zoom | 93728 HPL Osram | 88478 HPL GE Lighting | 7007 HPL Philips | 61800 HPL Sylvania
ETC | Source Four jr Zoom | 93728 LL HPL Osram | 88476 HPL GE Lighting | 7007 LL Philips | 61804 HPL Sylvania
ETC | Source Four MultiPAR | 93728 HPL Osram | 88478 HPL GE Lighting | 7007 HPL Philips | 61800 HPL Sylvania
ETC | Source Four MultiPAR | 93728 LL HPL Osram | 88476 HPL GE Lighting | 7007 LL Philips | 61804 HPL Sylvania
ETC | Source Four MultiPAR | 93729 HPL Osram | 88474 HPL GE Lighting | 7008 HPL Philips | 61802 HPL Sylvania
ETC | Source Four MultiPAR | 93729 LL HPL Osram | 88430 HPL GE Lighting |  | 61806 HPL Sylvania
ETC | Source Four PAR EA | 93728 HPL Osram | 88478 HPL GE Lighting | 7007 HPL Philips | 61800 HPL Sylvania
ETC | Source Four PAR EA | 93728 LL HPL Osram | 88476 HPL GE Lighting | 7007 LL Philips | 61804 HPL Sylvania
ETC | Source Four PAR EA | 93729 HPL Osram | 88474 HPL GE Lighting | 7008 HPL Philips | 61802 HPL Sylvania
ETC | Source Four PAR EA | 93729 LL HPL Osram | 88430 HPL GE Lighting |  | 61806 HPL Sylvania
ETC | Source Four PAR MCM | 93728 HPL Osram | 88478 HPL GE Lighting | 7007 HPL Philips | 61800 HPL Sylvania
ETC | Source Four PAR MCM | 93728 LL HPL Osram | 88476 HPL GE Lighting | 7007 LL Philips | 61804 HPL Sylvania
ETC | Source Four PARNel | 93728 HPL Osram | 88478 HPL GE Lighting | 7007 HPL Philips | 61800 HPL Sylvania
ETC | Source Four PARNel | 93728 LL HPL Osram | 88476 HPL GE Lighting | 7007 LL Philips | 61804 HPL Sylvania
ETC | Source Four PARNel | 93729 HPL Osram | 88474 HPL GE Lighting | 7008 HPL Philips | 61802 HPL Sylvania
ETC | Source Four PARNel | 93729 LL HPL Osram | 88430 HPL GE Lighting |  | 61806 HPL Sylvania
ETC | Source Four Revolution | 93721 QXL Osram | 93721 LL QXL Osram
ETC | Source Four Zoom | 93728 HPL Osram | 88478 HPL GE Lighting | 7007 HPL Philips | 61800 HPL Sylvania
ETC | Source Four Zoom | 93728 LL HPL Osram | 88476 HPL GE Lighting | 7007 LL Philips | 61804 HPL Sylvania
ETC | Source Four Zoom | 93729 HPL Osram | 88474 HPL GE Lighting | 7008 HPL Philips | 61802 HPL Sylvania
ETC | Source Four Zoom | 93729 LL HPL Osram | 88430 HPL GE Lighting |  | 61806 HPL Sylvania
EUROLITE | Arrow | HMI 575/DXS Osram | CSR 575/DE GE Lighting | MSI 575 Philips | BA 575/DE Sylvania
EUROLITE | Arrow | EMH 575/DE/60 Osram | EMH 575/DE/75 Osram | MSI 575/2 Philips
EUROLITE | B-15 | 64515 Osram | 64516 Osram | PF808 Philips | VL300 Philips
EUROLITE | B-19/Single Ball | 64515 Osram | 64516 Osram | PF808 Philips | VL300 Philips
EUROLITE | B-20/Double Ball | 64514 Osram | 7010 Philips
EUROLITE | BS-40 | 64515 Osram | 64516 Osram | PF808 Philips | VL300 Philips
EUROLITE | BS-50 | 64515 Osram | 64516 Osram | PF808 Philips | VL300 Philips
EUROLITE | BR-100 | 64625 HLX FCR Osram | 14876 FCR GE Lighting | 61373 FCR Sylvania
EUROLITE | BR-100 | 64623 HLX M/28 Osram | 34676 M/28 GE Lighting | 7724 M/28 Philips
EUROLITE | CL-1 | 64627 HLX EFP Osram | 21278 EFP GE Lighting | 6834 FO EFP Philips
EUROLITE | CL-1 | 64637 A1/271 Osram | 6834/5H EFP/5H Philips | 6834/8H EFP/8H Philips
EUROLITE | CL-2 | 64627 HLX EFP Osram | 21278 EFP GE Lighting | 6834 FO EFP Philips
EUROLITE | CL-2 | 64637 A1/271 Osram | 6834/5H EFP/5H Philips | 6834/8H EFP/8H Philips
EUROLITE | CL-3 | 64627 HLX EFP Osram | 21278 EFP GE Lighting | 6834 FO EFP Philips
EUROLITE | CL-3 | 64637 A1/271 Osram | 6834/5H EFP/5H Philips | 6834/8H EFP/8H Philips
EUROLITE | CL-4 | 64627 HLX EFP Osram | 21278 EFP GE Lighting | 6834 FO EFP Philips
EUROLITE | CL-4 | 64637 A1/271 Osram | 6834/5H EFP/5H Philips | 6834/8H EFP/8H Philips
EUROLITE | CL-5 | 64627 HLX EFP Osram | 21278 EFP GE Lighting | 6834 FO EFP Philips
EUROLITE | CL-5 | 64637 A1/271 Osram | 6834/5H EFP/5H Philips | 6834/8H EFP/8H Philips
EUROLITE | CL-6 | 64627 HLX EFP Osram | 21278 EFP GE Lighting | 6834 FO EFP Philips
EUROLITE | CL-6 | 64637 A1/271 Osram | 6834/5H EFP/5H Philips | 6834/8H EFP/8H Philips
EUROLITE | CL-7 | 64627 HLX EFP Osram | 21278 EFP GE Lighting | 6834 FO EFP Philips
EUROLITE | CL-7 | 64637 A1/271 Osram | 6834/5H EFP/5H Philips | 6834/8H EFP/8H Philips
EUROLITE | CLS-41 | 64702 Haloline Osram | 230V/500W R7s Plusline S Philips | 21621 Halostab Sylvania
EUROLITE | CLS-80 | 9506 ENH Osram | 38686 ENH GE Lighting
EUROLITE | CLS-81 | 9506 ENH Osram | 38686 ENH GE Lighting
EUROLITE | CLS-82 | 9506 ENH Osram | 38686 ENH GE Lighting
EUROLITE | D-10/Derby "S" | 64514 Osram | 7010 Philips
EUROLITE | D-16/Derby "C" | 64514 Osram | 7010 Philips
EUROLITE | D-16E/Derby "EC" | 64514 Osram | 7010 Philips
EUROLITE | D-26/Apollo "C" | 64514 Osram | 7010 Philips
EUROLITE | D-26E/Apollo "EC" | 64514 Osram | 7010 Philips
EUROLITE | D-28 | 64653 HLX ELC Osram | 37462 ELC GE Lighting | 61740 ELC Sylvania | 61739 ELC/3H Sylvania
EUROLITE | D-28 | 93653 ELC/X3 Osram | 15377 ELC/500 GE Lighting | 13163/5H ELC/5H Philips | 61741 ELC/5H Sylvania
EUROLITE | D-28 | 64659 ELC/10H Osram | 13163/10H ELC/10H Philips | 61743 ELC/10H Sylvania
EUROLITE | DMF-5 Duo | 64515 Osram | 64516 Osram | PF808 Philips | VL300 Philips
EUROLITE | DMX Superstrobe 2700 | XOP-15 Sylvania
EUROLITE | DS-10 | 64690 Haloline Osram | 230V/100W R7s Plusline C Philips | 21402 Halostab Sylvania
EUROLITE | Duoscan | 9506 ENH Osram | 38686 ENH GE Lighting
EUROLITE | FF-250 | 64653 HLX ELC Osram | 37462 ELC GE Lighting | 61740 ELC Sylvania | 61739 ELC/3H Sylvania
EUROLITE | FF-250 | 93653 ELC/X3 Osram | 15377 ELC/500 GE Lighting | 13163/5H ELC/5H Philips | 61741 ELC/5H Sylvania
EUROLITE | FF-250 | 64659 ELC/10H Osram | 13163/10H ELC/10H Philips | 61743 ELC/10H Sylvania
EUROLITE | FS-600 CDM | HCI T 150/WDL UVS Osram | HCI T 150/NDL UVS Osram | CDM T 150/830 UVS Philips | CDM T 150/942 UVS Philips
EUROLITE | FS-600 GKV | 64716 GKV Osram | 39739 GKV GE Lighting | 6986P GKV Philips
EUROLITE | GF-10 Gobo Flower | 64627 HLX EFP Osram | 21278 EFP GE Lighting | 6834 FO EFP Philips
EUROLITE | GF-10 Gobo Flower | 64637 A1/271 Osram | 6834/5H EFP/5H Philips | 6834/8H EFP/8H Philips
EUROLITE | GKF-250 | 64653 HLX ELC Osram | 37462 ELC GE Lighting | 61740 ELC Sylvania | 61739 ELC/3H Sylvania
EUROLITE | GKF-250 | 93653 ELC/X3 Osram | 15377 ELC/500 GE Lighting | 13163/5H ELC/5H Philips | 61741 ELC/5H Sylvania
EUROLITE | GKF-250 | 64659 ELC/10H Osram | 13163/10H ELC/10H Philips | 61743 ELC/10H Sylvania
EUROLITE | Gobo Flower I | 64653 HLX ELC Osram | 37462 ELC GE Lighting | 61740 ELC Sylvania | 61739 ELC/3H Sylvania
EUROLITE | Gobo Flower I | 93653 ELC/X3 Osram | 15377 ELC/500 GE Lighting | 13163/5H ELC/5H Philips | 61741 ELC/5H Sylvania
EUROLITE | Gobo Flower I | 64659 ELC/10H Osram | 13163/10H ELC/10H Philips | 61743 ELC/10H Sylvania
EUROLITE | HE-1 | HMI 1200/DXS Osram | CSR 1200/DE GE Lighting | MSI 1200 Philips | BA 1200/DE Sylvania
EUROLITE | HE-1 | EMH 1200/DE/60 Osram
EUROLITE | HPS-1500 | 64670 T/25 Osram | 39455 T/25 GE Lighting | 6820P T/25 Philips
EUROLITE | HPS-1500 | 64674 CP/82 Osram | 39624 CP/82 GE Lighting | 6873P CP/82 Philips
EUROLITE | HPS-1500 | 64672 M/40 Osram | 39621 M/40 GE Lighting | 6877P M/40 Philips | 61733 M/40 Sylvania
EUROLITE | Little Star | 64702 Haloline Osram | 230V/500W R7s Plusline S Philips | 21621 Halostab Sylvania
EUROLITE | MA-1 | HMI 575/DXS Osram | CSR 575/DE GE Lighting | MSI 575 Philips | BA 575/DE Sylvania
EUROLITE | MA-1 | EMH 575/DE/60 Osram | EMH 575/DE/75 Osram | MSI 575/2 Philips
EUROLITE | MF-1 | 64440 Osram | 34702 M/32 GE Lighting | 64610 HLX BRL Osram | 61300 BRL Sylvania
EUROLITE | MF-5 Color | 64515 Osram | 64516 Osram | PF808 Philips | VL300 Philips
EUROLITE | MF-9 | 64625 HLX FCR Osram | 14876 FCR GE Lighting | 61373 FCR Sylvania
EUROLITE | MF-9 | 64623 HLX M/28 Osram | 34676 M/28 GE Lighting | 7724 M/28 Philips
EUROLITE | ML-250 ST | CST 250/HR Philips | MSR 250/HR Philips
EUROLITE | ML-30 | 64841 SP Osram | 64841 FL Osram | 64845 SP Osram | 64845 FL Osram
EUROLITE | ML-30 | 21230 Sylvania | 21231 Sylvania | 21234 Sylvania | 21235 Sylvania
EUROLITE | ML-30 CDM | CDM R 70/830 Philips
EUROLITE | ML-36 | 41830SSP Osram | 24673 GE Lighting
EUROLITE | ML-56 | HCI T 150/WDL UVS Osram | HCI T 150/NDL UVS Osram | CDM T 150/830 UVS Philips | CDM T 150/942 UVS Philips
EUROLITE | ML-64 | 64716 GKV Osram | 39739 GKV GE Lighting | 6986P GKV Philips
EUROLITE | Moving Flower III | 64515 Osram | 64516 Osram | PF808 Philips | VL300 Philips
EUROLITE | Multi Ray | 64514 Osram | 7010 Philips
EUROLITE | PL-25 | 64657 HLX M/33 Osram | 34768 M/33 GE Lighting | 6958 M/33 Philips | 61465 M/33 Sylvania
EUROLITE | PL-25 | 64655 HLX EHJ Osram | 14874 EHJ GE Lighting | 7748XHP EHJ Philips | 61367 EHJ Sylvania
EUROLITE | Prokaleido II | 64653 HLX ELC Osram | 37462 ELC GE Lighting | 61740 ELC Sylvania | 61739 ELC/3H Sylvania
EUROLITE | Prokaleido II | 93653 ELC/X3 Osram | 15377 ELC/500 GE Lighting | 13163/5H ELC/5H Philips | 61741 ELC/5H Sylvania
EUROLITE | Prokaleido II | 64659 ELC/10H Osram | 13163/10H ELC/10H Philips | 61743 ELC/10H Sylvania
EUROLITE | RGB Flood-1500 DMX | 64701 Haloline Osram | 230V/300W R7s Plusline S Philips | 21653 Halostab Sylvania
EUROLITE | Shaker | 64515 Osram | 64516 Osram | PF808 Philips | VL300 Philips
EUROLITE | Single Beam | HMI 1200/DXS Osram | CSR 1200/DE GE Lighting | MSI 1200 Philips | BA 1200/DE Sylvania
EUROLITE | Single Beam | EMH 1200/DE/60 Osram
EUROLITE | Sky Flower | HMI 2500/DXS Osram | CSR 2500/DE GE Lighting | MSI 2500 Philips | BA 2500/DE Sylvania
EUROLITE | Sky Beam | HMI 1200/DXS Osram | CSR 1200/DE GE Lighting | MSI 1200 Philips | BA 1200/DE Sylvania
EUROLITE | Sky Beam | EMH 1200/DE/60 Osram
EUROLITE | SL-1000 | 64745 CP/70 Osram | 39241 CP/70 GE Lighting | 6995P CP/70 Philips
EUROLITE | SL-1000 | 64744 T/19 Osram | 39657 T/19 GE Lighting | 6996P T/19 Philips
EUROLITE | SL-1200 | HMI 1200/DXS Osram | CSR 1200/DE GE Lighting | MSI 1200 Philips | BA 1200/DE Sylvania
EUROLITE | SL-1200 | EMH 1200/DE/60 Osram
EUROLITE | SL-1200 LD | HMI 1200/DXS Osram | CSR 1200/DE GE Lighting | MSI 1200 Philips | BA 1200/DE Sylvania
EUROLITE | SL-1200 LD | EMH 1200/DE/60 Osram
EUROLITE | SL-575 | HMI 575/DXS Osram | CSR 575/DE GE Lighting | MSI 575 Philips | BA 575/DE Sylvania
EUROLITE | SL-575 | EMH 575/DE/60 Osram | EMH 575/DE/75 Osram | MSI 575/2 Philips
EUROLITE | Stage 1000 | 64745 CP/70 Osram | 39241 CP/70 GE Lighting | 6995P CP/70 Philips
EUROLITE | Stage 1000 | 64744 T/19 Osram | 39657 T/19 GE Lighting | 6996P T/19 Philips
EUROLITE | Stagelight 650/1000 | 64717 CP/89 Osram | 39640 CP/89 GE Lighting | 6638P CP/89 Philips
EUROLITE | Stagelight 650/1000 | 64718 T/27 Osram | 39636 T/26 GE Lighting | 39456 T/27 GE Lighting | 6823P T/27 Philips
EUROLITE | TB-250 DMX-Roller | HSD 250/60 Osram | HSD 250/80 Osram | HSD 250/UL/75 Osram | EMH 250/SE/80 Osram
EUROLITE | TB-250 DMX-Roller | CSD 250/2/SE GE Lighting | MSD 250 Philips | MSD 250/2 Philips | BA 250/SE/D Sylvania
EUROLITE | TB-250 DMX-Roller | BA 250/2/SE D8,5 Sylvania
EUROLITE | TB-5 DMX-Roller | 64657 HLX M/33 Osram | 34768 M/33 GE Lighting | 6958 M/33 Philips | 61465 M/33 Sylvania
EUROLITE | TB-5 DMX-Roller | 64655 HLX EHJ Osram | 14874 EHJ GE Lighting | 7748XHP EHJ Philips | 61367 EHJ Sylvania
EUROLITE | TC-150 | CDM SA/T 150/942 Philips | CMH 150/T/UVC/U/942/G12 GE
EUROLITE | TC-150 | HSD 150/70 Osram | HSD 150/UL/75 Osram | MSD 150/2 Philips | BA 150/SE/T Sylvania
EUROLITE | TC-200 | CDM SA/T 150/942 Philips | CMH 150/T/UVC/U/942/G12 GE
EUROLITE | TC-200 | HSD 150/70 Osram | HSD 150/UL/75 Osram | MSD 150/2 Philips | BA 150/SE/T Sylvania
EUROLITE | TC-250 | HSD 250/60 Osram | HSD 250/80 Osram | HSD 250/UL/75 Osram | EMH 250/SE/80 Osram
EUROLITE | TC-250 | CSD 250/2/SE GE Lighting | MSD 250 Philips | MSD 250/2 Philips | BA 250/SE/D Sylvania
EUROLITE | TC-250 | BA 250/2/SE D8,5 Sylvania
EUROLITE | TC-300 | HSD 250/60 Osram | HSD 250/80 Osram | HSD 250/UL/75 Osram | EMH 250/SE/80 Osram
EUROLITE | TC-300 | CSD 250/2/SE GE Lighting | MSD 250 Philips | MSD 250/2 Philips | BA 250/SE/D Sylvania
EUROLITE | TC-300 | BA 250/2/SE D8,5 Sylvania
EUROLITE | TC-5 | 64657 HLX M/33 Osram | 34768 M/33 GE Lighting | 6958 M/33 Philips | 61465 M/33 Sylvania
EUROLITE | TC-5 | 64655 HLX EHJ Osram | 14874 EHJ GE Lighting | 7748XHP EHJ Philips | 61367 EHJ Sylvania
EUROLITE | TF-5 DMX Flower | 64657 HLX M/33 Osram | 34768 M/33 GE Lighting | 6958 M/33 Philips | 61465 M/33 Sylvania
EUROLITE | TF-5 DMX Flower | 64655 HLX EHJ Osram | 14874 EHJ GE Lighting | 7748XHP EHJ Philips | 61367 EHJ Sylvania
EUROLITE | TG-5 | 64657 HLX M/33 Osram | 34768 M/33 GE Lighting | 6958 M/33 Philips | 61465 M/33 Sylvania
EUROLITE | TG-5 | 64655 HLX EHJ Osram | 14874 EHJ GE Lighting | 7748XHP EHJ Philips | 61367 EHJ Sylvania
EUROLITE | Theatre 2000 | 64788 CP/72 Osram | 20309 CP/43 GE Lighting | 6994P CP/72 Philips
EUROLITE | Theatre 300/500 | 64662 M/38 Osram | 39785 M/38 GE Lighting | 6874P M/38 Philips
EUROLITE | Theatre 300/500 | 64673 CP/81 Osram | 39780 CP/81 GE Lighting | 6872P CP/81 Philips
EUROLITE | Theatre 300/500 | 64670 T/25 Osram | 39455 T/25 GE Lighting | 6820P T/25 Philips
EUROLITE | Theatre 300/500 | 64674 CP/82 Osram | 39624 CP/82 GE Lighting | 6873P CP/82 Philips
EUROLITE | Theatre 300/500 | 64672 M/40 Osram | 39621 M/40 GE Lighting | 6877P M/40 Philips | 61733 M/40 Sylvania
EUROLITE | Theatre 650/1000 | 64720 CP/23 Osram | 72680 CP/23 GE Lighting | 6993P CP/23 Philips
EUROLITE | Theatre 650/1000 | 64719 T/12 Osram | 39661 T/12 GE Lighting | 6998P T/12 Philips
EUROLITE | Theatre 650/1000 | 64745 CP/70 Osram | 39241 CP/70 GE Lighting | 6995P CP/70 Philips
EUROLITE | Theatre 650/1000 | 64744 T/19 Osram | 39657 T/19 GE Lighting | 6996P T/19 Philips
EUROLITE | TMH-155 | HTI 150 Osram | EMH 150/SE/70 Osram | CSS 150 GE Lighting
EUROLITE | TMH-250 | 64657 HLX M/33 Osram | 34768 M/33 GE Lighting | 6958 M/33 Philips | 61465 M/33 Sylvania
EUROLITE | TMH-250 | 64655 HLX EHJ Osram | 14874 EHJ GE Lighting | 7748XHP EHJ Philips | 61367 EHJ Sylvania
EUROLITE | TR-5 DMX Flower | 64655 HLX EHJ Osram | 14874 EHJ GE Lighting | 61367 EHJ Sylvania
EUROLITE | TR-5 DMX Flower | 64657 HLX M/33 Osram | 34768 M/33 GE Lighting | 6958 M/33 Philips | 61465 M/33 Sylvania
EUROLITE | Triple Ball | 64655 HLX EHJ Osram | 14874 EHJ GE Lighting | 7748XHP EHJ Philips | 61367 EHJ Sylvania
EUROLITE | Triple Ball | 14746 XHP Philips
EUROLITE | TS-10 | HSD 250/60 Osram | HSD 250/80 Osram | HSD 250/UL/75 Osram | EMH 250/SE/80 Osram
EUROLITE | TS-10 | CSD 250/2/SE GE Lighting | MSD 250 Philips | MSD 250/2 Philips | BA 250/SE/D Sylvania
EUROLITE | TS-10 | BA 250/2/SE D8,5 Sylvania
EUROLITE | TS-150 | CDM SA/T 150/942 Philips | CMH 150/T/UVC/U/942/G12 GE
EUROLITE | TS-150 | HSD 150/70 Osram | HSD 150/UL/75 Osram | MSD 150/2 Philips | BA 150/SE/T Sylvania
EUROLITE | TS-155 | CDM SA/T 150/942 Philips | CMH 150/T/UVC/U/942/G12 GE
EUROLITE | TS-155 | HSD 150/70 Osram | HSD 150/UL/75 Osram | MSD 150/2 Philips | BA 150/SE/T Sylvania
EUROLITE | TS-2 | 64627 HLX EFP Osram | 21278 EFP GE Lighting | 6834 FO EFP Philips
EUROLITE | TS-2 | 64637 A1/271 Osram | 6834/5H EFP/5H Philips | 6834/8H EFP/8H Philips
EUROLITE | TS-250 | HSD 250/60 Osram | HSD 250/80 Osram | HSD 250/UL/75 Osram | EMH 250/SE/80 Osram
EUROLITE | TS-250 | CSD 250/2/SE GE Lighting | MSD 250 Philips | MSD 250/2 Philips | BA 250/SE/D Sylvania
EUROLITE | TS-250 | BA 250/2/SE D8,5 Sylvania
EUROLITE | TS-255 | HSD 250/60 Osram | HSD 250/80 Osram | HSD 250/UL/75 Osram | EMH 250/SE/80 Osram
EUROLITE | TS-255 | CSD 250/2/SE GE Lighting | MSD 250 Philips | MSD 250/2 Philips | BA 250/SE/D Sylvania
EUROLITE | TS-255 | BA 250/2/SE D8,5 Sylvania
EUROLITE | TS-5 | 64657 HLX M/33 Osram | 34768 M/33 GE Lighting | 6958 M/33 Philips | 61465 M/33 Sylvania
EUROLITE | TS-5 | 64655 HLX EHJ Osram | 14874 EHJ GE Lighting | 7748XHP EHJ Philips | 61367 EHJ Sylvania
EUROLITE | TS-7B | 64653 HLX ELC Osram | 37462 ELC GE Lighting | 61740 ELC Sylvania | 61739 ELC/3H Sylvania
EUROLITE | TS-7B | 93653 ELC/X3 Osram | 15377 ELC/500 GE Lighting | 13163/5H ELC/5H Philips | 61741 ELC/5H Sylvania
EUROLITE | TS-7B | 64659 ELC/10H Osram | 13163/10H ELC/10H Philips | 61743 ELC/10H Sylvania
EUROLITE | Tunnel Beam | 35232 Roundlux GE Lighting
EUROLITE | U-1A | 64502 Osram | VL 150 Philips | 7003 Philips
EUROLITE | VFL-1200 | HSR 1200/60 Osram | CSR 1200/2/SE GE Lighting | MSR 1200 Philips | MSR 1200/2 Philips
EUROLITE | VFL-1200 | BA 1200/SE/NHR Sylvania
EUROLITE | WF-250 | 64653 HLX ELC Osram | 37462 ELC GE Lighting | 61740 ELC Sylvania | 61739 ELC/3H Sylvania
EUROLITE | WF-250 | 93653 ELC/X3 Osram | 15377 ELC/500 GE Lighting | 13163/5H ELC/5H Philips | 61741 ELC/5H Sylvania
EUROLITE | WF-250 | 64659 ELC/10H Osram | 13163/10H ELC/10H Philips | 61743 ELC/10H Sylvania
EUROLITE | Wing | 35232 Roundlux GE Lighting
EUROLITE | Z-20/Zig Zag "C" | 64514 Osram | 7010 Philips
EUROLITE | Z-30 | 64514 Osram | 7010 Philips
EUROLITE | Z-50 | 64514 Osram | 7010 Philips
FUTURELIGHT | AHS-150 | CDM SA/T 150/942 Philips | CMH 150/T/UVC/U/942/G12 GE
FUTURELIGHT | AHS-150 | HSD 150/70 Osram | HSD 150/UL/75 Osram | MSD 150/2 Philips | BA 150/SE/T Sylvania
FUTURELIGHT | AS-200 | HSD 200/60 Osram | MSD 200 Philips | MSD 200/2 Philips | BA 200/SE/D Sylvania
FUTURELIGHT | AS-200 | HSD 250/60 Osram | HSD 250/80 Osram | HSD 250/UL/75 Osram | EMH 250/SE/80 Osram
FUTURELIGHT | AS-200 | CSD 250/2/SE GE Lighting | MSD 250 Philips | MSD 250/2 Philips | BA 250/SE/D Sylvania
FUTURELIGHT | AS-200 | BA 250/2/SE D8,5 Sylvania
FUTURELIGHT | CC-200 PRO | HSD 200/60 Osram | MSD 200 Philips | MSD 200/2 Philips | BA 200/SE/D Sylvania
FUTURELIGHT | CC-200 PRO | HSD 250/60 Osram | HSD 250/80 Osram | HSD 250/UL/75 Osram | EMH 250/SE/80 Osram
FUTURELIGHT | CC-200 PRO | CSD 250/2/SE GE Lighting | MSD 250 Philips | MSD 250/2 Philips | BA 250/SE/D Sylvania
FUTURELIGHT | CC-200 PRO | BA 250/2/SE D8,5 Sylvania
FUTURELIGHT | Cross Beam | HMI 575/DXS Osram | CSR 575/DE GE Lighting | MSI 575 Philips | BA 575/DE Sylvania
FUTURELIGHT | Cross Beam | EMH 575/DE/60 Osram | EMH 575/DE/75 Osram | MSI 575/2 Philips
FUTURELIGHT | CY-260 | HSD 250/60 Osram | HSD 250/80 Osram | HSD 250/UL/75 Osram | EMH 250/SE/80 Osram
FUTURELIGHT | CY-260 | CSD 250/2/SE GE Lighting | MSD 250 Philips | MSD 250/2 Philips | BA 250/SE/D Sylvania
FUTURELIGHT | CY-260 | BA 250/2/SE D8,5 Sylvania
FUTURELIGHT | DJ Head 250 | HSD 250/60 Osram | HSD 250/80 Osram | HSD 250/UL/75 Osram | EMH 250/SE/80 Osram
FUTURELIGHT | DJ Head 250 | CSD 250/2/SE GE Lighting | MSD 250 Philips | MSD 250/2 Philips | BA 250/SE/D Sylvania
FUTURELIGHT | DJ Head 250 | BA 250/2/SE D8,5 Sylvania
FUTURELIGHT | DJ Head 575 | HSD 575/72 Osram | HSD 575/UL/75 Osram | MSD 575 Philips | BA 575/SE/D Sylvania
FUTURELIGHT | DJ Head 575 | HSR 575/60 Osram | BA 575/SE/NHR Sylvania
FUTURELIGHT | DJ Head 575 | HSR 575/72 Osram | CSR 575/2/T/SE GE Lighting | MSR 575/2 Philips | BA 575/2/SE/NHR 7.2 Sylvania
FUTURELIGHT | DJ Head 575 | EMH 575/SE/75 Osram | BA 575/2/SE/NHR 8.5 Sylvania
FUTURELIGHT | DJ Scan 1200 | HTI 1200/D7/60 Osram | CSR 1200/S/DE/60 GE Lighting | MSR GOLD 1200/SA/DE Philips | BA 1200/DE/S 6.0 Gold Sylvania
FUTURELIGHT | DJ Scan 1200 | HTI 1200/D7/75 Osram | CSR 1200/S/DE/72 GE Lighting | MSR GOLD 1200/SA/2 DE Philips | BA 1200/2/DE/S 7.2 Gold Sylvania
FUTURELIGHT | DJ Scan 210 | HSD 200/60 Osram | MSD 200 Philips | MSD 200/2 Philips | BA 200/SE/D Sylvania
FUTURELIGHT | DJ Scan 210 | HSD 250/60 Osram | HSD 250/80 Osram | HSD 250/UL/75 Osram | EMH 250/SE/80 Osram
FUTURELIGHT | DJ Scan 210 | CSD 250/2/SE GE Lighting | MSD 250 Philips | MSD 250/2 Philips | BA 250/SE/D Sylvania
FUTURELIGHT | DJ Scan 210 | BA 250/2/SE D8,5 Sylvania
FUTURELIGHT | DJ Scan 260 | HSD 200/60 Osram | MSD 200 Philips | MSD 200/2 Philips | BA 200/SE/D Sylvania
FUTURELIGHT | DJ Scan 260 | HSD 250/60 Osram | HSD 250/80 Osram | HSD 250/UL/75 Osram | EMH 250/SE/80 Osram
FUTURELIGHT | DJ Scan 260 | CSD 250/2/SE GE Lighting | MSD 250 Philips | MSD 250/2 Philips | BA 250/SE/D Sylvania
FUTURELIGHT | DJ Scan 260 | BA 250/2/SE D8,5 Sylvania
FUTURELIGHT | DJ Scan 300 | HSD 250/60 Osram | HSD 250/80 Osram | HSD 250/UL/75 Osram | EMH 250/SE/80 Osram
FUTURELIGHT | DJ Scan 300 | CSD 250/2/SE GE Lighting | MSD 250 Philips | MSD 250/2 Philips | BA 250/SE/D Sylvania
FUTURELIGHT | DJ Scan 300 | BA 250/2/SE D8,5 Sylvania
FUTURELIGHT | DJ Scan 600 | HMI 575/DXS Osram | CSR 575/DE GE Lighting | MSI 575 Philips | BA 575/DE Sylvania
FUTURELIGHT | DJ Scan 600 | EMH 575/DE/60 Osram | EMH 575/DE/75 Osram | MSI 575/2 Philips
FUTURELIGHT | Dominator MkII | HMI 1200/DXS Osram | CSR 1200/DE GE Lighting | MSI 1200 Philips | BA 1200/DE Sylvania
FUTURELIGHT | Dominator MkII | EMH 1200/DE/60 Osram
FUTURELIGHT | DP-200 | HSD 200/60 Osram | MSD 200 Philips | MSD 200/2 Philips | BA 200/SE/D Sylvania
FUTURELIGHT | Duke 1200 | HMI 1200/DXS Osram | CSR 1200/DE GE Lighting | MSI 1200 Philips | BA 1200/DE Sylvania
FUTURELIGHT | Duke 1200 | EMH 1200/DE/60 Osram
FUTURELIGHT | DV-200 | HSD 200/60 Osram | MSD 200 Philips | MSD 200/2 Philips | BA 200/SE/D Sylvania
FUTURELIGHT | Miracle | HMI 1200/DXS Osram | CSR 1200/DE GE Lighting | MSI 1200 Philips | BA 1200/DE Sylvania
FUTURELIGHT | Miracle | EMH 1200/DE/60 Osram
FUTURELIGHT | PCC-1200 | 64756 CP/93 Osram | 30384 CP/93 GE Lighting
FUTURELIGHT | PCC-250 | HSD 250/60 Osram | HSD 250/80 Osram | HSD 250/UL/75 Osram | EMH 250/SE/80 Osram
FUTURELIGHT | PCC-250 | CSD 250/2/SE GE Lighting | MSD 250 Philips | MSD 250/2 Philips | BA 250/SE/D Sylvania
FUTURELIGHT | PCC-250 | BA 250/2/SE D8,5 Sylvania
FUTURELIGHT | PCC-500F | 93728 HPL Osram | 88478 HPL GE Lighting | 7007 HPL Philips | 61800 HPL Sylvania
FUTURELIGHT | PCC-500F | 93728 LL HPL Osram | 88476 HPL GE Lighting | 7007 LL Philips | 61804 HPL Sylvania
FUTURELIGHT | PHB-300E | MSR GOLD 300 FastFit Philips
FUTURELIGHT | PHP-575E | HSD 575/72 Osram | HSD 575/UL/75 Osram | MSD 575 Philips | BA 575/SE/D Sylvania
FUTURELIGHT | PHP-575E | HSR 575/60 Osram | BA 575/SE/NHR Sylvania
FUTURELIGHT | PHP-575E | HSR 575/72 Osram | CSR 575/2/T/SE GE Lighting | MSR 575/2 Philips | BA 575/2/SE/NHR 7.2 Sylvania
FUTURELIGHT | PHP-575E | EMH 575/SE/75 Osram | BA 575/2/SE/NHR 8.5 Sylvania
FUTURELIGHT | PHP-600 | 64716 GKV Osram | 39739 GKV GE Lighting | 6986P GKV Philips
FUTURELIGHT | PHS-1200 | HTI 1200/D7/60 Osram | CSR 1200/S/DE/60 GE Lighting | MSR GOLD 1200/SA/DE Philips | BA 1200/DE/S 6.0 Gold Sylvania
FUTURELIGHT | PHS-1200 | HTI 1200/D7/75 Osram | CSR 1200/S/DE/72 GE Lighting | MSR GOLD 1200/SA/2 DE Philips | BA 1200/2/DE/S 7.2 Gold Sylvania
FUTURELIGHT | PHS-1200E | HTI 1200/D7/60 Osram | CSR 1200/S/DE/60 GE Lighting | MSR GOLD 1200/SA/DE Philips | BA 1200/DE/S 6.0 Gold Sylvania
FUTURELIGHT | PHS-1200E | HTI 1200/D7/75 Osram | CSR 1200/S/DE/72 GE Lighting | MSR GOLD 1200/SA/2 DE Philips | BA 1200/2/DE/S 7.2 Gold Sylvania
FUTURELIGHT | PHS-150 | CDM SA/T 150/942 Philips | CMH 150/T/UVC/U/942/G12 GE
FUTURELIGHT | PHS-150 | HSD 150/70 Osram | HSD 150/UL/75 Osram | MSD 150/2 Philips | BA 150/SE/T Sylvania
FUTURELIGHT | PHS-200 | HSD 250/60 Osram | HSD 250/80 Osram | HSD 250/UL/75 Osram | EMH 250/SE/80 Osram
FUTURELIGHT | PHS-200 | CSD 250/2/SE GE Lighting | MSD 250 Philips | MSD 250/2 Philips | BA 250/SE/D Sylvania
FUTURELIGHT | PHS-200 | BA 250/2/SE D8,5 Sylvania
FUTURELIGHT | PHS-220 | HSD 250/60 Osram | HSD 250/80 Osram | HSD 250/UL/75 Osram | EMH 250/SE/80 Osram
FUTURELIGHT | PHS-220 | CSD 250/2/SE GE Lighting | MSD 250 Philips | MSD 250/2 Philips | BA 250/SE/D Sylvania
FUTURELIGHT | PHS-220 | BA 250/2/SE D8,5 Sylvania
FUTURELIGHT | PHS-260 | HSD 250/60 Osram | HSD 250/80 Osram | HSD 250/UL/75 Osram | EMH 250/SE/80 Osram
FUTURELIGHT | PHS-260 | CSD 250/2/SE GE Lighting | MSD 250 Philips | MSD 250/2 Philips | BA 250/SE/D Sylvania
FUTURELIGHT | PHS-260 | BA 250/2/SE D8,5 Sylvania
FUTURELIGHT | PHS-265 | HSD 250/60 Osram | HSD 250/80 Osram | HSD 250/UL/75 Osram | EMH 250/SE/80 Osram
FUTURELIGHT | PHS-265 | CSD 250/2/SE GE Lighting | MSD 250 Philips | MSD 250/2 Philips | BA 250/SE/D Sylvania
FUTURELIGHT | PHS-265 | BA 250/2/SE D8,5 Sylvania
FUTURELIGHT | PHS-300E | MSR GOLD 300 FastFit Philips
FUTURELIGHT | PHS-575 | HTI 575/D4/60 Osram | HTI 575/D4/75 Osram | CSR 575/S/DE/70 GE Lighting | MSR GOLD 575/SA/2 DE Philips
FUTURELIGHT | PHS-750E | HTI 700/D4/60 Osram | CSR 700/S/DE/60 GE Lighting
FUTURELIGHT | PHS-750E | HTI 700/D4/75 Osram | CSR 700/S/DE/75 GE Lighting | MSR GOLD 700/SA/2 DE Philips
FUTURELIGHT | PHW-1200 | HTI 1200/D7/60 Osram | CSR 1200/S/DE/60 GE Lighting | MSR GOLD 1200/SA/DE Philips | BA 1200/DE/S 6.0 Gold Sylvania
FUTURELIGHT | PHW-1200 | HTI 1200/D7/75 Osram | CSR 1200/S/DE/72 GE Lighting | MSR GOLD 1200/SA/2 DE Philips | BA 1200/2/DE/S 7.2 Gold Sylvania
FUTURELIGHT | PHW-1200E | HTI 1200/D7/60 Osram | CSR 1200/S/DE/60 GE Lighting | MSR GOLD 1200/SA/DE Philips | BA 1200/DE/S 6.0 Gold Sylvania
FUTURELIGHT | PHW-1200E | HTI 1200/D7/75 Osram | CSR 1200/S/DE/72 GE Lighting | MSR GOLD 1200/SA/2 DE Philips | BA 1200/2/DE/S 7.2 Gold Sylvania
FUTURELIGHT | PHW-260 | HSD 250/60 Osram | HSD 250/80 Osram | HSD 250/UL/75 Osram | EMH 250/SE/80 Osram
FUTURELIGHT | PHW-260 | CSD 250/2/SE GE Lighting | MSD 250 Philips | MSD 250/2 Philips | BA 250/SE/D Sylvania
FUTURELIGHT | PHW-260 | BA 250/2/SE D8,5 Sylvania
FUTURELIGHT | PHW-260E | HSD 250/60 Osram | HSD 250/80 Osram | HSD 250/UL/75 Osram | EMH 250/SE/80 Osram
FUTURELIGHT | PHW-260E | CSD 250/2/SE GE Lighting | MSD 250 Philips | MSD 250/2 Philips | BA 250/SE/D Sylvania
FUTURELIGHT | PHW-260E | BA 250/2/SE D8,5 Sylvania
FUTURELIGHT | PHW-265 | HSD 250/60 Osram | HSD 250/80 Osram | HSD 250/UL/75 Osram | EMH 250/SE/80 Osram
FUTURELIGHT | PHW-265 | CSD 250/2/SE GE Lighting | MSD 250 Philips | MSD 250/2 Philips | BA 250/SE/D Sylvania
FUTURELIGHT | PHW-265 | BA 250/2/SE D8,5 Sylvania
FUTURELIGHT | PHW-300E | MSR GOLD 300 FastFit Philips
FUTURELIGHT | PHW-575 | HTI 575/D4/60 Osram | HTI 575/D4/75 Osram | CSR 575/S/DE/70 GE Lighting | MSR GOLD 575/SA/2 DE Philips
FUTURELIGHT | PHW-710E | HSR 700/60 Osram | CSR 700/2/SE GE Lighting | MSR 700 Philips | MSR 700/2 Philips
FUTURELIGHT | PHW-710E | BA 700/SE/NHR Sylvania
FUTURELIGHT | PHW-750E | HTI 700/D4/60 Osram | CSR 700/S/DE/60 GE Lighting
FUTURELIGHT | PHW-750E | HTI 700/D4/75 Osram | CSR 700/S/DE/75 GE Lighting | MSR GOLD 700/SA/2 DE Philips
FUTURELIGHT | PSC-1200 Mk2 | HTI 1200/D7/60 Osram | CSR 1200/S/DE/60 GE Lighting | MSR GOLD 1200/SA/DE Philips | BA 1200/DE/S 6.0 Gold Sylvania
FUTURELIGHT | PSC-1200 Mk2 | HTI 1200/D7/75 Osram | CSR 1200/S/DE/72 GE Lighting | MSR GOLD 1200/SA/2 DE Philips | BA 1200/2/DE/S 7.2 Gold Sylvania
FUTURELIGHT | PS/D-200 | HSD 200/60 Osram | MSD 200 Philips | MSD 200/2 Philips | BA 200/SE/D Sylvania
FUTURELIGHT | PS/D-200 | HSD 250/60 Osram | HSD 250/80 Osram | HSD 250/UL/75 Osram | EMH 250/SE/80 Osram
FUTURELIGHT | PS/D-200 | CSD 250/2/SE GE Lighting | MSD 250 Philips | MSD 250/2 Philips | BA 250/SE/D Sylvania
FUTURELIGHT | PS/D-200 | BA 250/2/SE D8,5 Sylvania
FUTURELIGHT | PSX-250 | HSD 200/60 Osram | MSD 200 Philips | MSD 200/2 Philips | BA 200/SE/D Sylvania
FUTURELIGHT | PSX-250 | HSD 250/60 Osram | HSD 250/80 Osram | HSD 250/UL/75 Osram | EMH 250/SE/80 Osram
FUTURELIGHT | PSX-250 | CSD 250/2/SE GE Lighting | MSD 250 Philips | MSD 250/2 Philips | BA 250/SE/D Sylvania
FUTURELIGHT | PSX-250 | BA 250/2/SE D8,5 Sylvania
FUTURELIGHT | PSX-575 | HSD 575/72 Osram | HSD 575/UL/75 Osram | MSD 575 Philips | BA 575/SE/D Sylvania
FUTURELIGHT | PSX-575 | HSR 575/60 Osram | BA 575/SE/NHR Sylvania
FUTURELIGHT | PSX-575 | HSR 575/72 Osram | CSR 575/2/T/SE GE Lighting | MSR 575/2 Philips | BA 575/2/SE/NHR 7.2 Sylvania
FUTURELIGHT | PSX-575 | EMH 575/SE/75 Osram | BA 575/2/SE/NHR 8.5 Sylvania
FUTURELIGHT | PSX-575E | HSD 575/72 Osram | HSD 575/UL/75 Osram | MSD 575 Philips | BA 575/SE/D Sylvania
FUTURELIGHT | PSX-575E | HSR 575/60 Osram | BA 575/SE/NHR Sylvania
FUTURELIGHT | PSX-575E | HSR 575/72 Osram | CSR 575/2/T/SE GE Lighting | MSR 575/2 Philips | BA 575/2/SE/NHR 7.2 Sylvania
FUTURELIGHT | PSX-575E | EMH 575/SE/75 Osram | BA 575/2/SE/NHR 8.5 Sylvania
FUTURELIGHT | Scan D-200 | HSD 200/60 Osram | MSD 200 Philips | MSD 200/2 Philips | BA 200/SE/D Sylvania
FUTURELIGHT | Scan SC-370 | HSD 200/60 Osram | MSD 200 Philips | MSD 200/2 Philips | BA 200/SE/D Sylvania
FUTURELIGHT | Scan SC-370 | HSD 250/60 Osram | HSD 250/80 Osram | HSD 250/UL/75 Osram | EMH 250/SE/80 Osram
FUTURELIGHT | Scan SC-370 | CSD 250/2/SE GE Lighting | MSD 250 Philips | MSD 250/2 Philips | BA 250/SE/D Sylvania
FUTURELIGHT | Scan SC-370 | BA 250/2/SE D8,5 Sylvania
FUTURELIGHT | Scan SC-740 | HMI 575/DXS Osram | CSR 575/DE GE Lighting | MSI 575 Philips | BA 575/DE Sylvania
FUTURELIGHT | Scan SC-740 | EMH 575/DE/60 Osram | EMH 575/DE/75 Osram | MSI 575/2 Philips
FUTURELIGHT | Scan SC-780 | HMI 575/DXS Osram | CSR 575/DE GE Lighting | MSI 575 Philips | BA 575/DE Sylvania
FUTURELIGHT | Scan SC-780 | EMH 575/DE/60 Osram | EMH 575/DE/75 Osram | MSI 575/2 Philips
FUTURELIGHT | Spider | HMI 575/DXS Osram | CSR 575/DE GE Lighting | MSI 575 Philips | BA 575/DE Sylvania
FUTURELIGHT | Spider | EMH 575/DE/60 Osram | EMH 575/DE/75 Osram | MSI 575/2 Philips
FUTURELIGHT | Voyager | HMI 575/DXS Osram | CSR 575/DE GE Lighting | MSI 575 Philips | BA 575/DE Sylvania
FUTURELIGHT | Voyager | EMH 575/DE/60 Osram | EMH 575/DE/75 Osram | MSI 575/2 Philips
GENI | BR-2X | HSD 200/60 Osram | MSD 200 Philips | MSD 200/2 Philips | BA 200/SE/D Sylvania
GENI | BR-575 RS | HMI 575/DXS Osram | CSR 575/DE GE Lighting | MSI 575 Philips | BA 575/DE Sylvania
GENI | BR-575 RS | EMH 575/DE/60 Osram | EMH 575/DE/75 Osram | MSI 575/2 Philips
GENI | CB-250B | 64657 HLX M/33 Osram | 34768 M/33 GE Lighting | 6958 M/33 Philips | 61465 M/33 Sylvania
GENI | CB-250B | 64655 HLX EHJ Osram | 14874 EHJ GE Lighting | 7748XHP EHJ Philips | 61367 EHJ Sylvania
GENI | CB-250T | 64653 HLX ELC Osram | 37462 ELC GE Lighting | 61740 ELC Sylvania | 61739 ELC/3H Sylvania
GENI | CB-250T | 93653 ELC/X3 Osram | 15377 ELC/500 GE Lighting | 13163/5H ELC/5H Philips | 61741 ELC/5H Sylvania
GENI | CB-250T | 64659 ELC/10H Osram | 13163/10H ELC/10H Philips | 61743 ELC/10H Sylvania
GENI | MOS-300 | HSD 250/60 Osram | HSD 250/80 Osram | HSD 250/UL/75 Osram | EMH 250/SE/80 Osram
GENI | MOS-300 | CSD 250/2/SE GE Lighting | MSD 250 Philips | MSD 250/2 Philips | BA 250/SE/D Sylvania
GENI | MOS-300 | BA 250/2/SE D8,5 Sylvania
GENI | MOS-600 | HMI 575/DXS Osram | CSR 575/DE GE Lighting | MSI 575 Philips | BA 575/DE Sylvania
GENI | MOS-600 | EMH 575/DE/60 Osram | EMH 575/DE/75 Osram | MSI 575/2 Philips
GENI | Nimbus 200 HSD | HSD 200/60 Osram | MSD 200 Philips | MSD 200/2 Philips | BA 200/SE/D Sylvania
GENI | OBY-2000 | HTI 1200/D7/60 Osram | CSR 1200/S/DE/60 GE Lighting | MSR GOLD 1200/SA/DE Philips | BA 1200/DE/S 6.0 Gold Sylvania
GENI | OBY-2000 | HTI 1200/D7/75 Osram | CSR 1200/S/DE/72 GE Lighting | MSR GOLD 1200/SA/2 DE Philips | BA 1200/2/DE/S 7.2 Gold Sylvania
GENI | OBY-3 | HSD 250/60 Osram | HSD 250/80 Osram | HSD 250/UL/75 Osram | EMH 250/SE/80 Osram
GENI | OBY-3 | CSD 250/2/SE GE Lighting | MSD 250 Philips | MSD 250/2 Philips | BA 250/SE/D Sylvania
GENI | OBY-3 | BA 250/2/SE D8,5 Sylvania
GENI | OBY-5 | HMI 575/DXS Osram | CSR 575/DE GE Lighting | MSI 575 Philips | BA 575/DE Sylvania
GENI | OBY-5 | EMH 575/DE/60 Osram | EMH 575/DE/75 Osram | MSI 575/2 Philips
GENI | OBY-600 | HMI 575/DXS Osram | CSR 575/DE GE Lighting | MSI 575 Philips | BA 575/DE Sylvania
GENI | OBY-600 | EMH 575/DE/60 Osram | EMH 575/DE/75 Osram | MSI 575/2 Philips
GENI | Shiva-200R | HSD 200/60 Osram | MSD 200 Philips | MSD 200/2 Philips | BA 200/SE/D Sylvania
GENI | SY-250 | 64653 HLX ELC Osram | 37462 ELC GE Lighting | 61740 ELC Sylvania | 61739 ELC/3H Sylvania
GENI | SY-250 | 93653 ELC/X3 Osram | 15377 ELC/500 GE Lighting | 13163/5H ELC/5H Philips | 61741 ELC/5H Sylvania
GENI | SY-250 | 64659 ELC/10H Osram | 13163/10H ELC/10H Philips | 61743 ELC/10H Sylvania
GENI | SY-250G | 64653 HLX ELC Osram | 37462 ELC GE Lighting | 61740 ELC Sylvania | 61739 ELC/3H Sylvania
GENI | SY-250G | 93653 ELC/X3 Osram | 15377 ELC/500 GE Lighting | 13163/5H ELC/5H Philips | 61741 ELC/5H Sylvania
GENI | SY-250G | 64659 ELC/10H Osram | 13163/10H ELC/10H Philips | 61743 ELC/10H Sylvania
GENI | Vito-250 | HSD 250/60 Osram | HSD 250/80 Osram | HSD 250/UL/75 Osram | EMH 250/SE/80 Osram
GENI | Vito-250 | CSD 250/2/SE GE Lighting | MSD 250 Philips | MSD 250/2 Philips | BA 250/SE/D Sylvania
GENI | Vito-250 | BA 250/2/SE D8,5 Sylvania
GENI | Vito-575 | HMI 575/DXS Osram | CSR 575/DE GE Lighting | MSI 575 Philips | BA 575/DE Sylvania
GENI | Vito-575 | EMH 575/DE/60 Osram | EMH 575/DE/75 Osram | MSI 575/2 Philips
GENI | Vito-600 | HMI 575/DXS Osram | CSR 575/DE GE Lighting | MSI 575 Philips | BA 575/DE Sylvania
GENI | Vito-600 | EMH 575/DE/60 Osram | EMH 575/DE/75 Osram | MSI 575/2 Philips
GRIVEN | Acrobat FE 250 | HSD 250/60 Osram | HSD 250/80 Osram | HSD 250/UL/75 Osram | EMH 250/SE/80 Osram
GRIVEN | Acrobat FE 250 | CSD 250/2/SE GE Lighting | MSD 250 Philips | MSD 250/2 Philips | BA 250/SE/D Sylvania
GRIVEN | Acrobat FE 250 | BA 250/2/SE D8,5 Sylvania
GRIVEN | Acrobat PE 1200 | HTI 1200/D7/60 Osram | CSR 1200/S/DE/60 GE Lighting | MSR GOLD 1200/SA/DE Philips | BA 1200/DE/S 6.0 Gold Sylvania
GRIVEN | Acrobat PE 1200 | HTI 1200/D7/75 Osram | CSR 1200/S/DE/72 GE Lighting | MSR GOLD 1200/SA/2 DE Philips | BA 1200/2/DE/S 7.2 Gold Sylvania
GRIVEN | Acrobat PE 250 | HSD 250/60 Osram | HSD 250/80 Osram | HSD 250/UL/75 Osram | EMH 250/SE/80 Osram
GRIVEN | Acrobat PE 250 | CSD 250/2/SE GE Lighting | MSD 250 Philips | MSD 250/2 Philips | BA 250/SE/D Sylvania
GRIVEN | Acrobat PE 250 | BA 250/2/SE D8,5 Sylvania
GRIVEN | Acrobat PE 575 | HSD 575/72 Osram | HSD 575/UL/75 Osram | MSD 575 Philips | BA 575/SE/D Sylvania
GRIVEN | Acrobat PE 575 | HSR 575/60 Osram | BA 575/SE/NHR Sylvania
GRIVEN | Acrobat PE 575 | HSR 575/72 Osram | CSR 575/2/T/SE GE Lighting | MSR 575/2 Philips | BA 575/2/SE/NHR 7.2 Sylvania
GRIVEN | Acrobat PE 575 | EMH 575/SE/75 Osram | BA 575/2/SE/NHR 8.5 Sylvania
GRIVEN | Arco FR 2000 | 64788 CP/72 Osram | 20309 CP/43 GE Lighting | 6994P CP/72 Philips
GRIVEN | Arco FR 300/500 | 64662 M/38 Osram | 39785 M/38 GE Lighting | 6874P M/38 Philips
GRIVEN | Arco FR 300/500 | 64673 CP/81 Osram | 39780 CP/81 GE Lighting | 6872P CP/81 Philips
GRIVEN | Arco FR 300/500 | 64670 T/25 Osram | 39455 T/25 GE Lighting | 6820P T/25 Philips
GRIVEN | Arco FR 300/500 | 64674 CP/82 Osram | 39624 CP/82 GE Lighting | 6873P CP/82 Philips
GRIVEN | Arco FR 300/500 | 64672 M/40 Osram | 39621 M/40 GE Lighting | 6877P M/40 Philips | 61733 M/40 Sylvania
GRIVEN | Arco FR 300/500 | 64720 CP/23 Osram | 72680 CP/23 GE Lighting | 6993P CP/23 Philips
GRIVEN | Arco FR 300/500 | 64719 T/12 Osram | 39661 T/12 GE Lighting | 6998P T/12 Philips
GRIVEN | Arco FR 300/500 | 64745 CP/70 Osram | 39241 CP/70 GE Lighting | 6995P CP/70 Philips
GRIVEN | Arco FR 300/500 | 64744 T/19 Osram | 39657 T/19 GE Lighting | 6996P T/19 Philips
GRIVEN | Arco PC 2000 | 64788 CP/72 Osram | 20309 CP/43 GE Lighting | 6994P CP/72 Philips
GRIVEN | Arco PC 300/500 | 64662 M/38 Osram | 39785 M/38 GE Lighting | 6874P M/38 Philips
GRIVEN | Arco PC 300/500 | 64673 CP/81 Osram | 39780 CP/81 GE Lighting | 6872P CP/81 Philips
GRIVEN | Arco PC 300/500 | 64670 T/25 Osram | 39455 T/25 GE Lighting | 6820P T/25 Philips
GRIVEN | Arco PC 300/500 | 64674 CP/82 Osram | 39624 CP/82 GE Lighting | 6873P CP/82 Philips
GRIVEN | Arco PC 300/500 | 64672 M/40 Osram | 39621 M/40 GE Lighting | 6877P M/40 Philips | 61733 M/40 Sylvania
GRIVEN | Arco PC 650/1000 | 64720 CP/23 Osram | 72680 CP/23 GE Lighting | 6993P CP/23 Philips
GRIVEN | Arco PC 650/1000 | 64719 T/12 Osram | 39661 T/12 GE Lighting | 6998P T/12 Philips
GRIVEN | Arco PC 650/1000 | 64745 CP/70 Osram | 39241 CP/70 GE Lighting | 6995P CP/70 Philips
GRIVEN | Arco PC 650/1000 | 64744 T/19 Osram | 39657 T/19 GE Lighting | 6996P T/19 Philips
GRIVEN | Carat Flower | HMI 575/DXS Osram | CSR 575/DE GE Lighting | MSI 575 Philips | BA 575/DE Sylvania
GRIVEN | Carat Flower | EMH 575/DE/60 Osram | EMH 575/DE/75 Osram | MSI 575/2 Philips
GRIVEN | Carat Flower | HMI 1200/DXS Osram | CSR 1200/DE GE Lighting | MSI 1200 Philips | BA 1200/DE Sylvania
GRIVEN | Carat Flower | EMH 1200/DE/60 Osram
GRIVEN | Centron | 64717 CP/89 Osram | 39640 CP/89 GE Lighting | 6638P CP/89 Philips
GRIVEN | Centron | 64718 T/27 Osram | 39636 T/26 GE Lighting | 39456 T/27 GE Lighting | 6823P T/27 Philips
GRIVEN | Circus | HMI 575/DXS Osram | CSR 575/DE GE Lighting | MSI 575 Philips | BA 575/DE Sylvania
GRIVEN | Circus | EMH 575/DE/60 Osram | EMH 575/DE/75 Osram | MSI 575/2 Philips
GRIVEN | Circus | HMI 1200/DXS Osram | CSR 1200/DE GE Lighting | MSI 1200 Philips | BA 1200/DE Sylvania
GRIVEN | Circus | EMH 1200/DE/60 Osram
GRIVEN | Colorway | HSR 1200/60 Osram | CSR 1200/2/SE GE Lighting | MSR 1200 Philips | MSR 1200/2 Philips
GRIVEN | Colorway | BA 1200/SE/NHR Sylvania
GRIVEN | Colosseo OS CYM 1000 | HQI-TS 1000/D/S Osram
GRIVEN | Colosseo CYM 1000 | HQI-TS 1000/D/S Osram
GRIVEN | Concord | HMI 1200/DXS Osram | CSR 1200/DE GE Lighting | MSI 1200 Philips | BA 1200/DE Sylvania
GRIVEN | Concord | EMH 1200/DE/60 Osram
GRIVEN | Cruiser | HMI 575/DXS Osram | CSR 575/DE GE Lighting | MSI 575 Philips | BA 575/DE Sylvania
GRIVEN | Cruiser | EMH 575/DE/60 Osram | EMH 575/DE/75 Osram | MSI 575/2 Philips
GRIVEN | Cruiser | HMI 1200/DXS Osram | CSR 1200/DE GE Lighting | MSI 1200 Philips | BA 1200/DE Sylvania
GRIVEN | Cruiser | EMH 1200/DE/60 Osram
GRIVEN | Cyclope | HMI 575/DXS Osram | CSR 575/DE GE Lighting | MSI 575 Philips | BA 575/DE Sylvania
GRIVEN | Cyclope | EMH 575/DE/60 Osram | EMH 575/DE/75 Osram | MSI 575/2 Philips
GRIVEN | Cyclope | HMI 1200/DXS Osram | CSR 1200/DE GE Lighting | MSI 1200 Philips | BA 1200/DE Sylvania
GRIVEN | Cyclope | EMH 1200/DE/60 Osram
GRIVEN | Dardo 1000 TH | 64745 CP/70 Osram | 39241 CP/70 GE Lighting | 6995P CP/70 Philips
GRIVEN | Dardo 1000 TH | 64744 T/19 Osram | 39657 T/19 GE Lighting | 6996P T/19 Philips
GRIVEN | Dardo 1200 MSR | HSR 1200/60 Osram | CSR 1200/2/SE GE Lighting | MSR 1200 Philips | MSR 1200/2 Philips
GRIVEN | Dardo 1200 MSR | BA 1200/SE/NHR Sylvania
GRIVEN | Dardo 2000 TH | 64788 CP/72 Osram | 20309 CP/43 GE Lighting | 6994P CP/72 Philips
GRIVEN | Dardo 2500 HMI | HMI 2500/SE XS Osram | CSR 2500/SE/HR GE Lighting | MSR 2500/HR Philips | BA 2500/SE/HR Sylvania
GRIVEN | Dardo 575 HMI | HMI 575/DXS Osram | CSR 575/DE GE Lighting | MSI 575 Philips | BA 575/DE Sylvania
GRIVEN | Dardo 575 HMI | EMH 575/DE/60 Osram | EMH 575/DE/75 Osram | MSI 575/2 Philips
GRIVEN | Dardo R 1200 MSR | HSR 1200/60 Osram | CSR 1200/2/SE GE Lighting | MSR 1200 Philips | MSR 1200/2 Philips
GRIVEN | Dardo R 1200 MSR | BA 1200/SE/NHR Sylvania
GRIVEN | Dolomite CYM MSD 600 | HSD 575/72 Osram | HSD 575/UL/75 Osram | MSD 575 Philips | BA 575/SE/D Sylvania
GRIVEN | Dolomite CYM MSD 600 | HSR 575/60 Osram | BA 575/SE/NHR Sylvania
GRIVEN | Dolomite CYM MSD 600 | HSR 575/72 Osram | CSR 575/2/T/SE GE Lighting | MSR 575/2 Philips | BA 575/2/SE/NHR 7.2 Sylvania
GRIVEN | Dolomite CYM MSD 600 | EMH 575/SE/75 Osram | BA 575/2/SE/NHR 8.5 Sylvania
GRIVEN | Everest CYM MSD 900 | MSD 700 Philips
GRIVEN | FlowerGlobe 4000 | XBO 4000/HSXLOFR Osram | XBO 4000/HSCLOFR Osram | LTIX 4500/HS Philips
GRIVEN | Follow 1000 | 64745 CP/70 Osram | 39241 CP/70 GE Lighting | 6995P CP/70 Philips
GRIVEN | Follow 1000 | 64744 T/19 Osram | 39657 T/19 GE Lighting | 6996P T/19 Philips
GRIVEN | Follow 1200 | 64756 CP/93 Osram | 30384 CP/93 GE Lighting
GRIVEN | Follow 2000 | 64788 CP/72 Osram | 20309 CP/43 GE Lighting | 6994P CP/72 Philips
GRIVEN | Follow 575 | HMI 575/DXS Osram | CSR 575/DE GE Lighting | MSI 575 Philips | BA 575/DE Sylvania
GRIVEN | Follow 575 | EMH 575/DE/60 Osram | EMH 575/DE/75 Osram | MSI 575/2 Philips
GRIVEN | Freccia 2000 | 64788 CP/72 Osram | 20309 CP/43 GE Lighting | 6994P CP/72 Philips
GRIVEN | Freccia 500/600 | 64717 CP/89 Osram | 39640 CP/89 GE Lighting | 6638P CP/89 Philips
GRIVEN | Freccia 500/600 | 64670 T/25 Osram | 39455 T/25 GE Lighting | 6820P T/25 Philips
GRIVEN | Freccia 500/600 | 64674 CP/82 Osram | 39624 CP/82 GE Lighting | 6873P CP/82 Philips
GRIVEN | Freccia 500/600 | 64672 M/40 Osram | 39621 M/40 GE Lighting | 6877P M/40 Philips | 61733 M/40 Sylvania
GRIVEN | Freccia 500/600 | 64718 T/27 Osram | 39636 T/26 GE Lighting | 39456 T/27 GE Lighting | 6823P T/27 Philips
GRIVEN | Freccia 650/1000/1200 | 64720 CP/23 Osram | 72680 CP/23 GE Lighting | 6993P CP/23 Philips
GRIVEN | Freccia 650/1000/1200 | 64719 T/12 Osram | 39661 T/12 GE Lighting | 6998P T/12 Philips
GRIVEN | Freccia 650/1000/1200 | 64745 CP/70 Osram | 39241 CP/70 GE Lighting | 6995P CP/70 Philips
GRIVEN | Freccia 650/1000/1200 | 64744 T/19 Osram | 39657 T/19 GE Lighting | 6996P T/19 Philips
GRIVEN | Freccia 650/1000/1200 | 64754 CP/90 Osram | 39724 CP/90 GE Lighting | 6895P CP/90 Philips
GRIVEN | Freccia 650/1000/1200 | 64752 T/29 Osram | 39723 T/29 GE Lighting | 6897P T/29 Philips
GRIVEN | Frisby | 64571 DXX P2/13 Osram | 36952 DXX P2/13 GE Lighting | 13162R DXX P2/13 Philips | 61321 DXX P2/13 Sylvania
GRIVEN | Globe 4000 | XBO 4000/HSXLOFR Osram | XBO 4000/HSCLOFR Osram | LTIX 4500/HS Philips
GRIVEN | Globe 7000 | XBO 7000/HSXLOFR Osram | XBO 7000/HSCLOFR Osram | LTIX 7000/HS Philips
GRIVEN | Goboclip | CDM SA/T 150/942 Philips | CMH 150/T/UVC/U/942/G12 GE
GRIVEN | Goboclip | HSD 150/70 Osram | HSD 150/UL/75 Osram | MSD 150/2 Philips | BA 150/SE/T Sylvania
GRIVEN | Goboclip Mk2 | CDM SA/T 150/942 Philips | CMH 150/T/UVC/U/942/G12 GE
GRIVEN | Goboclip Mk2 | HSD 150/70 Osram | HSD 150/UL/75 Osram | MSD 150/2 Philips | BA 150/SE/T Sylvania
GRIVEN | Goboclip 150 Mk3 | CDM SA/T 150/942 Philips | CMH 150/T/UVC/U/942/G12 GE
GRIVEN | Goboclip 150 Mk3 | HSD 150/70 Osram | HSD 150/UL/75 Osram | MSD 150/2 Philips | BA 150/SE/T Sylvania
GRIVEN | Gobostorm | HSD 575/72 Osram | HSD 575/UL/75 Osram | MSD 575 Philips | BA 575/SE/D Sylvania
GRIVEN | Gobostorm | HSR 575/60 Osram | BA 575/SE/NHR Sylvania
GRIVEN | Gobostorm | HSR 575/72 Osram | CSR 575/2/T/SE GE Lighting | MSR 575/2 Philips | BA 575/2/SE/NHR 7.2 Sylvania
GRIVEN | Gobostorm | EMH 575/SE/75 Osram | BA 575/2/SE/NHR 8.5 Sylvania
GRIVEN | Gobostorm Plus | HSD 575/72 Osram | HSD 575/UL/75 Osram | MSD 575 Philips | BA 575/SE/D Sylvania
GRIVEN | Gobostorm Plus | HSR 575/60 Osram | BA 575/SE/NHR Sylvania
GRIVEN | Gobostorm Plus | HSR 575/72 Osram | CSR 575/2/T/SE GE Lighting | MSR 575/2 Philips | BA 575/2/SE/NHR 7.2 Sylvania
GRIVEN | Gobostorm Plus | EMH 575/SE/75 Osram | BA 575/2/SE/NHR 8.5 Sylvania
GRIVEN | Graphite 300 | HSD 250/60 Osram | HSD 250/80 Osram | HSD 250/UL/75 Osram | EMH 250/SE/80 Osram
GRIVEN | Graphite 300 | CSD 250/2/SE GE Lighting | MSD 250 Philips | MSD 250/2 Philips | BA 250/SE/D Sylvania
GRIVEN | Graphite 300 | BA 250/2/SE D8,5 Sylvania
GRIVEN | Graphite 600 | HSD 575/72 Osram | HSD 575/UL/75 Osram | MSD 575 Philips | BA 575/SE/D Sylvania
GRIVEN | Graphite 600 | HSR 575/60 Osram | BA 575/SE/NHR Sylvania
GRIVEN | Graphite 600 | HSR 575/72 Osram | CSR 575/2/T/SE GE Lighting | MSR 575/2 Philips | BA 575/2/SE/NHR 7.2 Sylvania
GRIVEN | Graphite 600 | EMH 575/SE/75 Osram | BA 575/2/SE/NHR 8.5 Sylvania
GRIVEN | Helios | HMI 575/DXS Osram | CSR 575/DE GE Lighting | MSI 575 Philips | BA 575/DE Sylvania
GRIVEN | Helios | EMH 575/DE/60 Osram | EMH 575/DE/75 Osram | MSI 575/2 Philips
GRIVEN | Helios | HMI 1200/DXS Osram | CSR 1200/DE GE Lighting | MSI 1200 Philips | BA 1200/DE Sylvania
GRIVEN | Helios | EMH 1200/DE/60 Osram
GRIVEN | Helios Mk2 | HMI 575/DXS Osram | CSR 575/DE GE Lighting | MSI 575 Philips | BA 575/DE Sylvania
GRIVEN | Helios Mk2 | EMH 575/DE/60 Osram | EMH 575/DE/75 Osram | MSI 575/2 Philips
GRIVEN | Helios Mk2 | HMI 1200/DXS Osram | CSR 1200/DE GE Lighting | MSI 1200 Philips | BA 1200/DE Sylvania
GRIVEN | Helios Mk2 | EMH 1200/DE/60 Osram
GRIVEN | Imperial | XBO 4000/HSXLOFR Osram | XBO 4000/HSCLOFR Osram | LTIX 4500/HS Philips
GRIVEN | Inse 1000 | 64745 CP/70 Osram | 39241 CP/70 GE Lighting | 6995P CP/70 Philips
GRIVEN | Inse 1000 | 64744 T/19 Osram | 39657 T/19 GE Lighting | 6996P T/19 Philips
GRIVEN | Inse 2000 | 64788 CP/72 Osram | 20309 CP/43 GE Lighting | 6994P CP/72 Philips
GRIVEN | Inse 1200 MSR | HSR 1200/60 Osram | CSR 1200/2/SE GE Lighting | MSR 1200 Philips | MSR 1200/2 Philips
GRIVEN | Inse 1200 MSR | BA 1200/SE/NHR Sylvania
GRIVEN | Inse 575 HMI | HMI 575/DXS Osram | CSR 575/DE GE Lighting | MSI 575 Philips | BA 575/DE Sylvania
GRIVEN | Inse 575 HMI | EMH 575/DE/60 Osram | EMH 575/DE/75 Osram | MSI 575/2 Philips
GRIVEN | Jump | HMI 575/DXS Osram | CSR 575/DE GE Lighting | MSI 575 Philips | BA 575/DE Sylvania
GRIVEN | Jump | EMH 575/DE/60 Osram | EMH 575/DE/75 Osram | MSI 575/2 Philips
GRIVEN | Jump | HMI 1200/DXS Osram | CSR 1200/DE GE Lighting | MSI 1200 Philips | BA 1200/DE Sylvania
GRIVEN | Jump | EMH 1200/DE/60 Osram
GRIVEN | Kaleido | HSD 575/72 Osram | HSD 575/UL/75 Osram | MSD 575 Philips | BA 575/SE/D Sylvania
GRIVEN | Kaleido | HSR 575/60 Osram | BA 575/SE/NHR Sylvania
GRIVEN | Kaleido | HSR 575/72 Osram | CSR 575/2/T/SE GE Lighting | MSR 575/2 Philips | BA 575/2/SE/NHR 7.2 Sylvania
GRIVEN | Kaleido | EMH 575/SE/75 Osram | BA 575/2/SE/NHR 8.5 Sylvania
GRIVEN | Kolorado 4000 | HMI 4000/SE XS Osram | CSR 4000/SE/HR GE Lighting | MSR 4000/HR Philips | BA 4000/SE/HR Sylvania
GRIVEN | Kolorado Mk2 1800 | MHN-SA 1800/956 Philips
GRIVEN | Kolorado Mk3 1800 | MHN-SA 1800/956 Philips
GRIVEN | Kolorado Mk2 2500 | HMI 2500/DXS Osram | CSR 2500/DE GE Lighting | MSI 2500 Philips | BA 2500/DE Sylvania
GRIVEN | Kolorado Mk2 2500 LL | MSA 2500/DE Philips
GRIVEN | Kolorado Mk3 2500 | HMI 2500/DXS Osram | CSR 2500/DE GE Lighting | MSI 2500 Philips | BA 2500/DE Sylvania
GRIVEN | Kolorado Mk3 2500 LL | MSA 2500/DE Philips
GRIVEN | Kolorado Mk4 2500 | HMI 2500/DXS Osram | CSR 2500/DE GE Lighting | MSI 2500 Philips | BA 2500/DE Sylvania
GRIVEN | Kolorclip Mk2 | CDM SA/T 150/942 Philips | CMH 150/T/UVC/U/942/G12 GE
GRIVEN | Kolorclip Mk2 | HSD 150/70 Osram | HSD 150/UL/75 Osram | MSD 150/2 Philips | BA 150/SE/T Sylvania
GRIVEN | Kolorglobe 4000 | XBO 4000/HSXLOFR Osram | XBO 4000/HSCLOFR Osram | LTIX 4500/HS Philips
GRIVEN | Kolorglobe 7000 | XBO 7000/HSXLOFR Osram | XBO 7000/HSCLOFR Osram | LTIX 7000/HS Philips
GRIVEN | Kolorjet | XBO 4000W Xstage
GRIVEN | KolorStream | HMI 2500/SE XS Osram | CSR 2500/SE/HR GE Lighting | MSR 2500/HR Philips | BA 2500/SE/HR Sylvania
GRIVEN | KolorStream Mk2 | HMI 2500/SE XS Osram | CSR 2500/SE/HR GE Lighting | MSR 2500/HR Philips | BA 2500/SE/HR Sylvania
GRIVEN | Ku-Bo | 64717 CP/89 Osram | 39640 CP/89 GE Lighting | 6638P CP/89 Philips
GRIVEN | Ku-Bo | 64718 T/27 Osram | 39636 T/26 GE Lighting | 39456 T/27 GE Lighting | 6823P T/27 Philips
GRIVEN | Ku-Bo | HSD 200/60 Osram | MSD 200 Philips | MSD 200/2 Philips | BA 200/SE/D Sylvania
GRIVEN | Ku-Bo | HMI 575/SEL XS Osram | CSR 575/SE/HR GE Lighting | MSR 575/HR Philips | BA 575/SE/HR Sylvania
GRIVEN | Maitre | 35232 Roundlux GE Lighting
GRIVEN | Manta | HMI 575/DXS Osram | CSR 575/DE GE Lighting | MSI 575 Philips | BA 575/DE Sylvania
GRIVEN | Manta | EMH 575/DE/60 Osram | EMH 575/DE/75 Osram | MSI 575/2 Philips
GRIVEN | Midscan | HTI 300/D5/57 Osram | HTI 300/D5/65 Osram
GRIVEN | Midscan 2 | HTI 300/D5/57 Osram | HTI 300/D5/65 Osram
GRIVEN | Mover | HSD 200/60 Osram | MSD 200 Philips | MSD 200/2 Philips | BA 200/SE/D Sylvania
GRIVEN | Niagara 150 | HCI T 150/WDL UVS Osram | HCI T 150/NDL UVS Osram | CDM T 150/830 UVS Philips | CDM T 150/942 UVS Philips
GRIVEN | Outliner HMI | HMI 2500/DXS Osram | CSR 2500/DE GE Lighting | MSI 2500 Philips | BA 2500/DE Sylvania
GRIVEN | Pantheon OS CYM 400 | HQI-TS 400/D Osram
GRIVEN | Pantheon CYM 400 | HQI-TS 400/D Osram
GRIVEN | Popscan | HMI 575/DXS Osram | CSR 575/DE GE Lighting | MSI 575 Philips | BA 575/DE Sylvania
GRIVEN | Popscan | EMH 575/DE/60 Osram | EMH 575/DE/75 Osram | MSI 575/2 Philips
GRIVEN | Pro-Motion 1200 | HSR 1200/60 Osram | CSR 1200/2/SE GE Lighting | MSR 1200 Philips | MSR 1200/2 Philips
GRIVEN | Pro-Motion 1200 | BA 1200/SE/NHR Sylvania
GRIVEN | Pro-Motion 2000 | CSR 2000/SA GE Lighting | MSR 2000/SA Philips
GRIVEN | Ribalta 1 | 64701 Haloline Osram | 230V/300W R7s Plusline S Philips | 21653 Halostab Sylvania
GRIVEN | Ribalta 1 | 64702 Haloline Osram | 230V/500W R7s Plusline S Philips | 21621 Halostab Sylvania
GRIVEN | Ribalta 1 Asimmetrica | 64701 Haloline Osram | 230V/300W R7s Plusline S Philips | 21653 Halostab Sylvania
GRIVEN | Ribalta 1 Asimmetrica | 64702 Haloline Osram | 230V/500W R7s Plusline S Philips | 21621 Halostab Sylvania
GRIVEN | Ribalta 3 | 64701 Haloline Osram | 230V/300W R7s Plusline S Philips | 21653 Halostab Sylvania
GRIVEN | Ribalta 3 | 64702 Haloline Osram | 230V/500W R7s Plusline S Philips | 21621 Halostab Sylvania
GRIVEN | Ribalta 3 Asimmetrica | 64701 Haloline Osram | 230V/300W R7s Plusline S Philips | 21653 Halostab Sylvania
GRIVEN | Ribalta 3 Asimmetrica | 64702 Haloline Osram | 230V/500W R7s Plusline S Philips | 21621 Halostab Sylvania
GRIVEN | Risalto 150 | CDM SA/T 150/942 Philips | CMH 150/T/UVC/U/942/G12 GE
GRIVEN | Risalto 150 | HSD 150/70 Osram | HSD 150/UL/75 Osram | MSD 150/2 Philips | BA 150/SE/T Sylvania
GRIVEN | Rotomaitre | 35232 Roundlux GE Lighting
GRIVEN | Scanvision 2 | HMI 1200/DXS Osram | CSR 1200/DE GE Lighting | MSI 1200 Philips | BA 1200/DE Sylvania
GRIVEN | Scanvision 2 | EMH 1200/DE/60 Osram
GRIVEN | Scanvision 3 studio | HMI 1200/DXS Osram | CSR 1200/DE GE Lighting | MSI 1200 Philips | BA 1200/DE Sylvania
GRIVEN | Scanvision 3 studio | EMH 1200/DE/60 Osram
GRIVEN | Shark | 64571 DXX P2/13 Osram | 36952 DXX P2/13 GE Lighting | 13162R DXX P2/13 Philips | 61321 DXX P2/13 Sylvania
GRIVEN | Shuttle | HMI 1200/DXS Osram | CSR 1200/DE GE Lighting | MSI 1200 Philips | BA 1200/DE Sylvania
GRIVEN | Shuttle | EMH 1200/DE/60 Osram
GRIVEN | Shuttle | HMI 2500/DXS Osram | CSR 2500/DE GE Lighting | MSI 2500 Philips | BA 2500/DE Sylvania
GRIVEN | Sky Eagle | HMI 2500/DXS Osram | CSR 2500/DE GE Lighting | MSI 2500 Philips | BA 2500/DE Sylvania
GRIVEN | Sky Rose | HMI 1200/DXS Osram | CSR 1200/DE GE Lighting | MSI 1200 Philips | BA 1200/DE Sylvania
GRIVEN | Sky Rose | EMH 1200/DE/60 Osram
GRIVEN | Sky Rose Mk2 HMI 1200 | HMI 1200/DXS Osram | CSR 1200/DE GE Lighting | MSI 1200 Philips | BA 1200/DE Sylvania
GRIVEN | Sky Rose Mk2 HMI 1200 | EMH 1200/DE/60 Osram
GRIVEN | Sky Rose Mk2 HMI 2500 | HMI 2500/DXS Osram | CSR 2500/DE GE Lighting | MSI 2500 Philips | BA 2500/DE Sylvania
GRIVEN | Sloop | 64717 CP/89 Osram | 39640 CP/89 GE Lighting | 6638P CP/89 Philips
GRIVEN | Sloop | 64718 T/27 Osram | 39636 T/26 GE Lighting | 39456 T/27 GE Lighting | 6823P T/27 Philips
GRIVEN | Sloop | HMI 575/DXS Osram | CSR 575/DE GE Lighting | MSI 575 Philips | BA 575/DE Sylvania
GRIVEN | Sloop | EMH 575/DE/60 Osram | EMH 575/DE/75 Osram | MSI 575/2 Philips
GRIVEN | Smile | 35232 Roundlux GE Lighting
GRIVEN | Spada | HMI 575/DXS Osram | CSR 575/DE GE Lighting | MSI 575 Philips | BA 575/DE Sylvania
GRIVEN | Spada | EMH 575/DE/60 Osram | EMH 575/DE/75 Osram | MSI 575/2 Philips
GRIVEN | Spillo | HMI 1200/DXS Osram | CSR 1200/DE GE Lighting | MSI 1200 Philips | BA 1200/DE Sylvania
GRIVEN | Spillo | EMH 1200/DE/60 Osram
GRIVEN | Splendid | HMI 575/DXS Osram | CSR 575/DE GE Lighting | MSI 575 Philips | BA 575/DE Sylvania
GRIVEN | Splendid | EMH 575/DE/60 Osram | EMH 575/DE/75 Osram | MSI 575/2 Philips
GRIVEN | Splendid | HMI 1200/DXS Osram | CSR 1200/DE GE Lighting | MSI 1200 Philips | BA 1200/DE Sylvania
GRIVEN | Splendid | EMH 1200/DE/60 Osram
GRIVEN | Spot 2000 | 64788 CP/72 Osram | 20309 CP/43 GE Lighting | 6994P CP/72 Philips
GRIVEN | Spot 300/500 | 64662 M/38 Osram | 39785 M/38 GE Lighting | 6874P M/38 Philips
GRIVEN | Spot 300/500 | 64673 CP/81 Osram | 39780 CP/81 GE Lighting | 6872P CP/81 Philips
GRIVEN | Spot 300/500 | 64670 T/25 Osram | 39455 T/25 GE Lighting | 6820P T/25 Philips
GRIVEN | Spot 300/500 | 64674 CP/82 Osram | 39624 CP/82 GE Lighting | 6873P CP/82 Philips
GRIVEN | Spot 300/500 | 64672 M/40 Osram | 39621 M/40 GE Lighting | 6877P M/40 Philips | 61733 M/40 Sylvania
GRIVEN | Spot 650/1000 | 64720 CP/23 Osram | 72680 CP/23 GE Lighting | 6993P CP/23 Philips
GRIVEN | Spot 650/1000 | 64719 T/12 Osram | 39661 T/12 GE Lighting | 6998P T/12 Philips
GRIVEN | Spot 650/1000 | 64745 CP/70 Osram | 39241 CP/70 GE Lighting | 6995P CP/70 Philips
GRIVEN | Spot 650/1000 | 64744 T/19 Osram | 39657 T/19 GE Lighting | 6996P T/19 Philips
GRIVEN | Spyke 2000 | XBO 2000/SHSCOFR Osram | LTIX 2000/SHSC Philips
GRIVEN | Stelvio CYM MSD 300 | HSD 250/60 Osram | HSD 250/80 Osram | HSD 250/UL/75 Osram | EMH 250/SE/80 Osram
GRIVEN | Stelvio CYM MSD 300 | CSD 250/2/SE GE Lighting | MSD 250 Philips | MSD 250/2 Philips | BA 250/SE/D Sylvania
GRIVEN | Stelvio CYM MSD 300 | BA 250/2/SE D8,5 Sylvania
GRIVEN | Sting | HMI 575/DXS Osram | CSR 575/DE GE Lighting | MSI 575 Philips | BA 575/DE Sylvania
GRIVEN | Sting | EMH 575/DE/60 Osram | EMH 575/DE/75 Osram | MSI 575/2 Philips
GRIVEN | Sting | HMI 1200/DXS Osram | CSR 1200/DE GE Lighting | MSI 1200 Philips | BA 1200/DE Sylvania
GRIVEN | Sting | EMH 1200/DE/60 Osram
GRIVEN | Tracer | HMI 4000/DXS Osram | CSR 4000/DE GE Lighting | MSI 4000 Philips | BA 4000/DE Sylvania
GRIVEN | Tracer 4000 | HMI 4000/SE XS Osram | CSR 4000/SE/HR GE Lighting | MSR 4000/HR Philips | BA 4000/SE/HR Sylvania
GRIVEN | Tracer Mk2 4000 | HMI 4000/SE XS Osram | CSR 4000/SE/HR GE Lighting | MSR 4000/HR Philips | BA 4000/SE/HR Sylvania
GRIVEN | Tracer HTI 4000 | HTI 4000/DE Osram
GRIVEN | Trident CYM 150 | CDM SA/T 150/942 Philips | CMH 150/T/UVC/U/942/G12 GE
GRIVEN | Trident CYM 150 | HSD 150/70 Osram | HSD 150/UL/75 Osram | MSD 150/2 Philips | BA 150/SE/T Sylvania
GRIVEN | Twin | HMI 575/DXS Osram | CSR 575/DE GE Lighting | MSI 575 Philips | BA 575/DE Sylvania
GRIVEN | Twin | EMH 575/DE/60 Osram | EMH 575/DE/75 Osram | MSI 575/2 Philips
GRIVEN | Twin | HMI 1200/DXS Osram | CSR 1200/DE GE Lighting | MSI 1200 Philips | BA 1200/DE Sylvania
GRIVEN | Twin | EMH 1200/DE/60 Osram
GRIVEN | Venice | HMI 575/DXS Osram | CSR 575/DE GE Lighting | MSI 575 Philips | BA 575/DE Sylvania
GRIVEN | Venice | EMH 575/DE/60 Osram | EMH 575/DE/75 Osram | MSI 575/2 Philips
GRIVEN | Vesuvio OS CYM 250 | HQI-TS 250/D Osram
GRIVEN | Vesuvio CYM 250 | HQI-TS 250/D Osram
HIGH END (HES) | Color Command | 64678 Osram | 39753 HX800 GE Lighting | 6982P Philips
HIGH END (HES) | Color Pro | HSD 250/60 Osram | HSD 250/80 Osram | HSD 250/UL/75 Osram | EMH 250/SE/80 Osram
HIGH END (HES) | Color Pro | CSD 250/2/SE GE Lighting | MSD 250 Philips | MSD 250/2 Philips | BA 250/SE/D Sylvania
HIGH END (HES) | Color Pro | BA 250/2/SE D8,5 Sylvania
HIGH END (HES) | Cyberlight Turbo | HTI 1200/SE Osram | CSR 1200/SA GE Lighting | MSR 1200/SA Philips
HIGH END (HES) | EC-1 | HSD 575/72 Osram | HSD 575/UL/75 Osram | MSD 575 Philips | BA 575/SE/D Sylvania
HIGH END (HES) | EC-1 | HSR 575/60 Osram | BA 575/SE/NHR Sylvania
HIGH END (HES) | EC-1 | HSR 575/72 Osram | CSR 575/2/T/SE GE Lighting | MSR 575/2 Philips | BA 575/2/SE/NHR 7.2 Sylvania
HIGH END (HES) | EC-1 | EMH 575/SE/75 Osram | BA 575/2/SE/NHR 8.5 Sylvania
HIGH END (HES) | ES-1 | HSD 575/72 Osram | HSD 575/UL/75 Osram | MSD 575 Philips | BA 575/SE/D Sylvania
HIGH END (HES) | ES-1 | HSR 575/60 Osram | BA 575/SE/NHR Sylvania
HIGH END (HES) | ES-1 | HSR 575/72 Osram | CSR 575/2/T/SE GE Lighting | MSR 575/2 Philips | BA 575/2/SE/NHR 7.2 Sylvania
HIGH END (HES) | ES-1 | EMH 575/SE/75 Osram | BA 575/2/SE/NHR 8.5 Sylvania
HIGH END (HES) | Showgun | MSR GOLD 2000 SA/SE Philips
HIGH END (HES) | Studio Beam | HTI 705/SE XS Osram | CSR 700/SA GE Lighting | MSR 700/SA Philips | BA 700/SE/SA 5,6 Sylvania
HIGH END (HES) | Studio Beam | BA 700/SE/SA 7,2 Sylvania
HIGH END (HES) | Studio Color 250 | HSD 250/60 Osram | HSD 250/80 Osram | HSD 250/UL/75 Osram | EMH 250/SE/80 Osram
HIGH END (HES) | Studio Color 250 | CSD 250/2/SE GE Lighting | MSD 250 Philips | MSD 250/2 Philips | BA 250/SE/D Sylvania
HIGH END (HES) | Studio Color 250 | BA 250/2/SE D8,5 Sylvania
HIGH END (HES) | Studio Color 575 | HSD 575/72 Osram | HSD 575/UL/75 Osram | MSD 575 Philips | BA 575/SE/D Sylvania
HIGH END (HES) | Studio Color 575 | HSR 575/60 Osram | BA 575/SE/NHR Sylvania
HIGH END (HES) | Studio Color 575 | HSR 575/72 Osram | CSR 575/2/T/SE GE Lighting | MSR 575/2 Philips | BA 575/2/SE/NHR 7.2 Sylvania
HIGH END (HES) | Studio Color 575 | EMH 575/SE/75 Osram | BA 575/2/SE/NHR 8.5 Sylvania
HIGH END (HES) | Studio Command 700 | HSR 700/60 Osram | CSR 700/2/SE GE Lighting | MSR 700 Philips | MSR 700/2 Philips
HIGH END (HES) | Studio Command 700 | BA 700/SE/NHR Sylvania
HIGH END (HES) | Studio Command H | 7002Y Philips
HIGH END (HES) | Studio Command 1200 | HSR 1200/60 Osram | CSR 1200/2/SE GE Lighting | MSR 1200 Philips | MSR 1200/2 Philips
HIGH END (HES) | Studio Command 1200 | BA 1200/SE/NHR Sylvania
HIGH END (HES) | Studio Spot 250 | HSD 250/60 Osram | HSD 250/80 Osram | HSD 250/UL/75 Osram | EMH 250/SE/80 Osram
HIGH END (HES) | Studio Spot 250 | CSD 250/2/SE GE Lighting | MSD 250 Philips | MSD 250/2 Philips | BA 250/SE/D Sylvania
HIGH END (HES) | Studio Spot 250 | BA 250/2/SE D8,5 Sylvania
HIGH END (HES) | Studio Spot 575 | HSD 575/72 Osram | HSD 575/UL/75 Osram | MSD 575 Philips | BA 575/SE/D Sylvania
HIGH END (HES) | Studio Spot 575 | HSR 575/60 Osram | BA 575/SE/NHR Sylvania
HIGH END (HES) | Studio Spot 575 | HSR 575/72 Osram | CSR 575/2/T/SE GE Lighting | MSR 575/2 Philips | BA 575/2/SE/NHR 7.2 Sylvania
HIGH END (HES) | Studio Spot 575 | EMH 575/SE/75 Osram | BA 575/2/SE/NHR 8.5 Sylvania
HIGH END (HES) | Studio Spot 575 Zoom | HSD 575/72 Osram | HSD 575/UL/75 Osram | MSD 575 Philips | BA 575/SE/D Sylvania
HIGH END (HES) | Studio Spot 575 Zoom | HSR 575/60 Osram | BA 575/SE/NHR Sylvania
HIGH END (HES) | Studio Spot 575 Zoom | HSR 575/72 Osram | CSR 575/2/T/SE GE Lighting | MSR 575/2 Philips | BA 575/2/SE/NHR 7.2 Sylvania
HIGH END (HES) | Studio Spot 575 Zoom | EMH 575/SE/75 Osram | BA 575/2/SE/NHR 8.5 Sylvania
HIGH END (HES) | Studio Spot CMY/CMY Zoom | HSD 575/72 Osram | HSD 575/UL/75 Osram | MSD 575 Philips | BA 575/SE/D Sylvania
HIGH END (HES) | Studio Spot CMY/CMY Zoom | HSR 575/60 Osram | BA 575/SE/NHR Sylvania
HIGH END (HES) | Studio Spot CMY/CMY Zoom | HSR 575/72 Osram | CSR 575/2/T/SE GE Lighting | MSR 575/2 Philips | BA 575/2/SE/NHR 7.2 Sylvania
HIGH END (HES) | Studio Spot CMY/CMY Zoom | EMH 575/SE/75 Osram | BA 575/2/SE/NHR 8.5 Sylvania
LDR | Aria F 1000 plus | 64720 CP/23 Osram | 72680 CP/23 GE Lighting | 6993P CP/23 Philips
LDR | Aria F 1000 plus | 64719 T/12 Osram | 39661 T/12 GE Lighting | 6998P T/12 Philips
LDR | Aria F 1000 plus | 64745 CP/70 Osram | 39241 CP/70 GE Lighting | 6995P CP/70 Philips
LDR | Aria F 1000 plus | 64744 T/19 Osram | 39657 T/19 GE Lighting | 6996P T/19 Philips
LDR | Aria F 1000 plus | 64754 CP/90 Osram | 39724 CP/90 GE Lighting | 6895P CP/90 Philips
LDR | Aria F 1000 plus | 64752 T/29 Osram | 39723 T/29 GE Lighting | 6897P T/29 Philips
LDR | Aria PC 1000 plus | 64720 CP/23 Osram | 72680 CP/23 GE Lighting | 6993P CP/23 Philips
LDR | Aria PC 1000 plus | 64719 T/12 Osram | 39661 T/12 GE Lighting | 6998P T/12 Philips
LDR | Aria PC 1000 plus | 64745 CP/70 Osram | 39241 CP/70 GE Lighting | 6995P CP/70 Philips
LDR | Aria PC 1000 plus | 64744 T/19 Osram | 39657 T/19 GE Lighting | 6996P T/19 Philips
LDR | Aria PC 1000 plus | 64754 CP/90 Osram | 39724 CP/90 GE Lighting | 6895P CP/90 Philips
LDR | Aria PC 1000 plus | 64752 T/29 Osram | 39723 T/29 GE Lighting | 6897P T/29 Philips
LDR | Canto 1200 MSD/MSR Mk2 | HSR 1200/60 Osram | CSR 1200/2/SE GE Lighting | MSR 1200 Philips | MSR 1200/2 Philips
LDR | Canto 1200 MSD/MSR Mk2 | BA 1200/SE/NHR Sylvania | MSD 1200 Philips | HSD 1200/60 Osram
LDR | Canto 1200 MSR | HSR 1200/60 Osram | CSR 1200/2/SE GE Lighting | MSR 1200 Philips | MSR 1200/2 Philips
LDR | Canto 1200 MSR | BA 1200/SE/NHR Sylvania | MSD 1200 Philips | HSD 1200/60 Osram
LDR | Canto 1200 th | 64720 CP/23 Osram | 72680 CP/23 GE Lighting | 6993P CP/23 Philips
LDR | Canto 1200 th | 64719 T/12 Osram | 39661 T/12 GE Lighting | 6998P T/12 Philips
LDR | Canto 1200 th | 64745 CP/70 Osram | 39241 CP/70 GE Lighting | 6995P CP/70 Philips
LDR | Canto 1200 th | 64744 T/19 Osram | 39657 T/19 GE Lighting | 6996P T/19 Philips
LDR | Canto 1200 th | 64754 CP/90 Osram | 39724 CP/90 GE Lighting | 6895P CP/90 Philips
LDR | Canto 1200 th | 64752 T/29 Osram | 39723 T/29 GE Lighting | 6897P T/29 Philips
LDR | Canto 1200 th Mk2 | 64720 CP/23 Osram | 72680 CP/23 GE Lighting | 6993P CP/23 Philips
LDR | Canto 1200 th Mk2 | 64719 T/12 Osram | 39661 T/12 GE Lighting | 6998P T/12 Philips
LDR | Canto 1200 th Mk2 | 64745 CP/70 Osram | 39241 CP/70 GE Lighting | 6995P CP/70 Philips
LDR | Canto 1200 th Mk2 | 64744 T/19 Osram | 39657 T/19 GE Lighting | 6996P T/19 Philips
LDR | Canto 1200 th Mk2 | 64754 CP/90 Osram | 39724 CP/90 GE Lighting | 6895P CP/90 Philips
LDR | Canto 1200 th Mk2 | 64752 T/29 Osram | 39723 T/29 GE Lighting | 6897P T/29 Philips
LDR | Canto 2000 th | 64788 CP/72 Osram | 20309 CP/43 GE Lighting | 6994P CP/72 Philips
LDR | Canto 2000 th Mk2 | 64788 CP/72 Osram | 20309 CP/43 GE Lighting | 6994P CP/72 Philips
LDR | Canto 250HR Mk2 ceramic | CST 250/HR Philips | MSR 250/HR Philips
LDR | Canto 250 MSD | HSD 250/60 Osram | HSD 250/80 Osram | HSD 250/UL/75 Osram | EMH 250/SE/80 Osram
LDR | Canto 250 MSD | CSD 250/2/SE GE Lighting | MSD 250 Philips | MSD 250/2 Philips | BA 250/SE/D Sylvania
LDR | Canto 250 MSD | BA 250/2/SE D8,5 Sylvania
LDR | Canto 575 | HSD 575/72 Osram | HSD 575/UL/75 Osram | MSD 575 Philips | BA 575/SE/D Sylvania
LDR | Canto 575 | HSR 575/60 Osram | BA 575/SE/NHR Sylvania
LDR | Canto 575 | HSR 575/72 Osram | CSR 575/2/T/SE GE Lighting | MSR 575/2 Philips | BA 575/2/SE/NHR 7.2 Sylvania
LDR | Canto 575 | EMH 575/SE/75 Osram | BA 575/2/SE/NHR 8.5 Sylvania
LDR | Canto 575 MSD/MSR Mk2 | HSD 575/72 Osram | HSD 575/UL/75 Osram | MSD 575 Philips | BA 575/SE/D Sylvania
LDR | Canto 575 MSD/MSR Mk2 | HSR 575/60 Osram | BA 575/SE/NHR Sylvania
LDR | Canto 575 MSD/MSR Mk2 | HSR 575/72 Osram | CSR 575/2/T/SE GE Lighting | MSR 575/2 Philips | BA 575/2/SE/NHR 7.2 Sylvania
LDR | Canto 575 MSD/MSR Mk2 | EMH 575/SE/75 Osram | BA 575/2/SE/NHR 8.5 Sylvania
LDR | Canto 700 | HSR 700/60 Osram | CSR 700/2/SE GE Lighting | MSR 700 Philips | MSR 700/2 Philips
LDR | Canto 700 | BA 700/SE/NHR Sylvania | MSD 700 Philips
LDR | Canto 700 MSD/MSR Mk2 | HSR 700/60 Osram | CSR 700/2/SE GE Lighting | MSR 700 Philips | MSR 700/2 Philips
LDR | Canto 700 MSD/MSR Mk2 | BA 700/SE/NHR Sylvania | MSD 700 Philips
LDR | Inno A 1000 | 19697 P2/10 GE Lighting | 7775R/16 P2/10 Philips
LDR | Inno A 1000 | 64751 P2/12 Osram | 19695 P2/12 GE Lighting | 6358R P2/12 Philips
LDR | Inno A 1000 | 64741 EKM Osram | 20249 EKM GE Lighting | 13989R EKM Philips
LDR | Inno A 1000 | 64740 Haloline Osram | 21625 Halostab Sylvania | 230V/1000W R7s Plusline L Philips
LDR | Inno S 1000 | 19697 P2/10 GE Lighting | 7775R/16 P2/10 Philips
LDR | Inno S 1000 | 64751 P2/12 Osram | 19695 P2/12 GE Lighting | 6358R P2/12 Philips
LDR | Inno S 1000 | 64741 EKM Osram | 20249 EKM GE Lighting | 13989R EKM Philips
LDR | Inno S 1000 | 64740 Haloline Osram | 21625 Halostab Sylvania | 230V/1000W R7s Plusline L Philips
LDR | Nota 8/22 | 64720 CP/23 Osram | 72680 CP/23 GE Lighting | 6993P CP/23 Philips
LDR | Nota 8/22 | 64719 T/12 Osram | 39661 T/12 GE Lighting | 6998P T/12 Philips
LDR | Nota 8/22 | 64745 CP/70 Osram | 39241 CP/70 GE Lighting | 6995P CP/70 Philips
LDR | Nota 8/22 | 64744 T/19 Osram | 39657 T/19 GE Lighting | 6996P T/19 Philips
LDR | Nota 8/22 | 64754 CP/90 Osram | 39724 CP/90 GE Lighting | 6895P CP/90 Philips
LDR | Nota 8/22 | 64752 T/29 Osram | 39723 T/29 GE Lighting | 6897P T/29 Philips
LDR | Nota 18/36 | 64720 CP/23 Osram | 72680 CP/23 GE Lighting | 6993P CP/23 Philips
LDR | Nota 18/36 | 64719 T/12 Osram | 39661 T/12 GE Lighting | 6998P T/12 Philips
LDR | Nota 18/36 | 64745 CP/70 Osram | 39241 CP/70 GE Lighting | 6995P CP/70 Philips
LDR | Nota 18/36 | 64744 T/19 Osram | 39657 T/19 GE Lighting | 6996P T/19 Philips
LDR | Nota 18/36 | 64754 CP/90 Osram | 39724 CP/90 GE Lighting | 6895P CP/90 Philips
LDR | Nota 18/36 | 64752 T/29 Osram | 39723 T/29 GE Lighting | 6897P T/29 Philips
LDR | Nota 30/55 | 64720 CP/23 Osram | 72680 CP/23 GE Lighting | 6993P CP/23 Philips
LDR | Nota 30/55 | 64719 T/12 Osram | 39661 T/12 GE Lighting | 6998P T/12 Philips
LDR | Nota 30/55 | 64745 CP/70 Osram | 39241 CP/70 GE Lighting | 6995P CP/70 Philips
LDR | Nota 30/55 | 64744 T/19 Osram | 39657 T/19 GE Lighting | 6996P T/19 Philips
LDR | Nota 30/55 | 64754 CP/90 Osram | 39724 CP/90 GE Lighting | 6895P CP/90 Philips
LDR | Nota 30/55 | 64752 T/29 Osram | 39723 T/29 GE Lighting | 6897P T/29 Philips
LDR | Nota F 1200 plus | 64720 CP/23 Osram | 72680 CP/23 GE Lighting | 6993P CP/23 Philips
LDR | Nota F 1200 plus | 64719 T/12 Osram | 39661 T/12 GE Lighting | 6998P T/12 Philips
LDR | Nota F 1200 plus | 64745 CP/70 Osram | 39241 CP/70 GE Lighting | 6995P CP/70 Philips
LDR | Nota F 1200 plus | 64744 T/19 Osram | 39657 T/19 GE Lighting | 6996P T/19 Philips
LDR | Nota F 1200 plus | 64754 CP/90 Osram | 39724 CP/90 GE Lighting | 6895P CP/90 Philips
LDR | Nota F 1200 plus | 64752 T/29 Osram | 39723 T/29 GE Lighting | 6897P T/29 Philips
LDR | Nota PC 1200 plus | 64720 CP/23 Osram | 72680 CP/23 GE Lighting | 6993P CP/23 Philips
LDR | Nota PC 1200 plus | 64719 T/12 Osram | 39661 T/12 GE Lighting | 6998P T/12 Philips
LDR | Nota PC 1200 plus | 64745 CP/70 Osram | 39241 CP/70 GE Lighting | 6995P CP/70 Philips
LDR | Nota PC 1200 plus | 64744 T/19 Osram | 39657 T/19 GE Lighting | 6996P T/19 Philips
LDR | Nota PC 1200 plus | 64754 CP/90 Osram | 39724 CP/90 GE Lighting | 6895P CP/90 Philips
LDR | Nota PC 1200 plus | 64752 T/29 Osram | 39723 T/29 GE Lighting | 6897P T/29 Philips
LDR | Palco 56 | aluPAR 56 NSP Osram | 20853 GE Lighting | PAR 56 230V 300W NSP Philips | 60510 Sylvania
LDR | Palco 56 | aluPAR 56 MFL Osram | 20852 GE Lighting | PAR 56 230V 300W MFL Philips | 60511 Sylvania
LDR | Palco 56 | aluPAR 56 WFL Osram | 20854 GE Lighting | PAR 56 230V 300W WFL Philips | 60512 Sylvania
LDR | Palco 64 | PAR 64 CP/60 Osram | PAR 64 CP/60 GE Lighting | PAR 64 CP/60 Philips | PAR 64 CP/60 Sylvania
LDR | Palco 64 | PAR 64 CP/61 Osram | PAR 64 CP/61 GE Lighting | PAR 64 CP/61 Philips | PAR 64 CP/61 Sylvania
LDR | Palco 64 | PAR 64 CP/62 Osram | PAR 64 CP/62 GE Lighting | PAR 64 CP/62 Philips | PAR 64 CP/62 Sylvania
LDR | Palco 64 | aluPAR 64 CP/60 Osram | aluPAR 64 CP/61 Osram | aluPAR 64 CP/62 Osram
LDR | Rima A 150 | HCI-T 150/WDL Osram | CMH 150/T/UVC/U/930/G12 GE
LDR | Rima A 150 | HCI-T 150/NDL Osram | CMH 150/T/UVC/U/942/G12 GE
LDR | Rima A 500 F | 64698 Haloline Osram | 230V/200W R7s Plusline S Philips | 21551 Halostab Sylvania
LDR | Rima A 500 F | 64701 Haloline Osram | 230V/300W R7s Plusline S Philips | 21653 Halostab Sylvania
LDR | Rima A 500 F | 64702 Haloline Osram | 230V/500W R7s Plusline S Philips | 21621 Halostab Sylvania
LDR | Rima A 500 F Pro | 64698 Haloline Osram | 230V/200W R7s Plusline S Philips | 21551 Halostab Sylvania
LDR | Rima A 500 F Pro | 64701 Haloline Osram | 230V/300W R7s Plusline S Philips | 21653 Halostab Sylvania
LDR | Rima A 500 F Pro | 64702 Haloline Osram | 230V/500W R7s Plusline S Philips | 21621 Halostab Sylvania
LDR | Rima A 70 | HCI-T 70/WDL Osram | CMH 70/T/UVC/U/930/G12 GE
LDR | Rima A 70 | HCI-T 70/NDL Osram | CMH 70/T/UVC/U/942/G12 GE
LDR | Rima S 150 | HCI-T 150/WDL Osram | CMH 150/T/UVC/U/930/G12 GE
LDR | Rima S 150 | HCI-T 150/NDL Osram | CMH 150/T/UVC/U/942/G12 GE
LDR | Rima S 500 | 64698 Haloline Osram | 230V/200W R7s Plusline S Philips | 21551 Halostab Sylvania
LDR | Rima S 500 | 64701 Haloline Osram | 230V/300W R7s Plusline S Philips | 21653 Halostab Sylvania
LDR | Rima S 500 | 64702 Haloline Osram | 230V/500W R7s Plusline S Philips | 21621 Halostab Sylvania
LDR | Rima S 500 F | 64698 Haloline Osram | 230V/200W R7s Plusline S Philips | 21551 Halostab Sylvania
LDR | Rima S 500 F | 64701 Haloline Osram | 230V/300W R7s Plusline S Philips | 21653 Halostab Sylvania
LDR | Rima S 500 F | 64702 Haloline Osram | 230V/500W R7s Plusline S Philips | 21621 Halostab Sylvania
LDR | Rima S 500 F Pro | 64698 Haloline Osram | 230V/200W R7s Plusline S Philips | 21551 Halostab Sylvania
LDR | Rima S 500 F Pro | 64701 Haloline Osram | 230V/300W R7s Plusline S Philips | 21653 Halostab Sylvania
LDR | Rima S 500 F Pro | 64702 Haloline Osram | 230V/500W R7s Plusline S Philips | 21621 Halostab Sylvania
LDR | Rima S 70 | HCI-T 70/WDL Osram | CMH 70/T/UVC/U/930/G12 GE
LDR | Rima S 70 | HCI-T 70/NDL Osram | CMH 70/T/UVC/U/942/G12 GE
LDR | Scena 1000 | 19697 P2/10 GE Lighting | 7775R/16 P2/10 Philips
LDR | Scena 1000 | 64751 P2/12 Osram | 19695 P2/12 GE Lighting | 6358R P2/12 Philips
LDR | Scena 1000 | 64741 EKM Osram | 20249 EKM GE Lighting | 13989R EKM Philips
LDR | Scena 1000 | 64740 Haloline Osram | 21625 Halostab Sylvania | 230V/1000W R7s Plusline L Philips
LDR | Scena 300 | 64698 Haloline Osram | 230V/200W R7s Plusline S Philips | 21551 Halostab Sylvania
LDR | Scena 300 | 64701 Haloline Osram | 230V/300W R7s Plusline S Philips | 21653 Halostab Sylvania
LDR | Scena 300 | 64702 Haloline Osram | 230V/500W R7s Plusline S Philips | 21621 Halostab Sylvania
LDR | Soffio 10/28 | HCI-T 70/WDL Osram | CMH 70/T/UVC/U/930/G12 GE
LDR | Soffio 10/28 | HCI-T 70/NDL Osram | CMH 70/T/UVC/U/942/G12 GE
LDR | Soffio 10/28 | HCI-T 150/WDL Osram | CMH 150/T/UVC/U/930/G12 GE
LDR | Soffio 10/28 | HCI-T 150/NDL Osram | CMH 150/T/UVC/U/942/G12 GE
LDR | Soffio 20/40 | HCI-T 70/WDL Osram | CMH 70/T/UVC/U/930/G12 GE
LDR | Soffio 20/40 | HCI-T 70/NDL Osram | CMH 70/T/UVC/U/942/G12 GE
LDR | Soffio 20/40 | HCI-T 150/WDL Osram | CMH 150/T/UVC/U/930/G12 GE
LDR | Soffio 20/40 | HCI-T 150/NDL Osram | CMH 150/T/UVC/U/942/G12 GE
LDR | Soffio F 70 | HCI-T 70/WDL Osram | CMH 70/T/UVC/U/930/G12 GE
LDR | Soffio F 70 | HCI-T 70/NDL Osram | CMH 70/T/UVC/U/942/G12 GE
LDR | Soffio F 150 | HCI-T 150/WDL Osram | CMH 150/T/UVC/U/930/G12 GE
LDR | Soffio F 150 | HCI-T 150/NDL Osram | CMH 150/T/UVC/U/942/G12 GE
LDR | Suono 10/28 plus | 64717 CP/89 Osram | 39640 CP/89 GE Lighting | 6638P CP/89 Philips
LDR | Suono 10/28 plus | 64670 T/25 Osram | 39455 T/25 GE Lighting | 6820P T/25 Philips
LDR | Suono 10/28 plus | 64674 CP/82 Osram | 39624 CP/82 GE Lighting | 6873P CP/82 Philips
LDR | Suono 10/28 plus | 64672 M/40 Osram | 39621 M/40 GE Lighting | 6877P M/40 Philips | 61733 M/40 Sylvania
LDR | Suono 10/28 plus | 64718 T/27 Osram | 39636 T/26 GE Lighting | 39456 T/27 GE Lighting | 6823P T/27 Philips
LDR | Suono 20/40 plus | 64717 CP/89 Osram | 39640 CP/89 GE Lighting | 6638P CP/89 Philips
LDR | Suono 20/40 plus | 64670 T/25 Osram | 39455 T/25 GE Lighting | 6820P T/25 Philips
LDR | Suono 20/40 plus | 64674 CP/82 Osram | 39624 CP/82 GE Lighting | 6873P CP/82 Philips
LDR | Suono 20/40 plus | 64672 M/40 Osram | 39621 M/40 GE Lighting | 6877P M/40 Philips | 61733 M/40 Sylvania
LDR | Suono 20/40 plus | 64718 T/27 Osram | 39636 T/26 GE Lighting | 39456 T/27 GE Lighting | 6823P T/27 Philips
LDR | Suono d10/28 | HSD 250/60 Osram | HSD 250/80 Osram | HSD 250/UL/75 Osram | EMH 250/SE/80 Osram
LDR | Suono d10/28 | CSD 250/2/SE GE Lighting | MSD 250 Philips | MSD 250/2 Philips | BA 250/SE/D Sylvania
LDR | Suono d10/28 | BA 250/2/SE D8,5 Sylvania
LDR | Suono d20/40 | HSD 250/60 Osram | HSD 250/80 Osram | HSD 250/UL/75 Osram | EMH 250/SE/80 Osram
LDR | Suono d20/40 | CSD 250/2/SE GE Lighting | MSD 250 Philips | MSD 250/2 Philips | BA 250/SE/D Sylvania
LDR | Suono d20/40 | BA 250/2/SE D8,5 Sylvania
LDR | Suono F 250 MSD | HSD 250/60 Osram | HSD 250/80 Osram | HSD 250/UL/75 Osram | EMH 250/SE/80 Osram
LDR | Suono F 250 MSD | CSD 250/2/SE GE Lighting | MSD 250 Philips | MSD 250/2 Philips | BA 250/SE/D Sylvania
LDR | Suono F 250 MSD | BA 250/2/SE D8,5 Sylvania
LDR | Suono F 650 plus | 64717 CP/89 Osram | 39640 CP/89 GE Lighting | 6638P CP/89 Philips
LDR | Suono F 650 plus | 64670 T/25 Osram | 39455 T/25 GE Lighting | 6820P T/25 Philips
LDR | Suono F 650 plus | 64674 CP/82 Osram | 39624 CP/82 GE Lighting | 6873P CP/82 Philips
LDR | Suono F 650 plus | 64672 M/40 Osram | 39621 M/40 GE Lighting | 6877P M/40 Philips | 61733 M/40 Sylvania
LDR | Suono F 650 plus | 64718 T/27 Osram | 39636 T/26 GE Lighting | 39456 T/27 GE Lighting | 6823P T/27 Philips
LDR | Suono PC 650 plus | 64717 CP/89 Osram | 39640 CP/89 GE Lighting | 6638P CP/89 Philips
LDR | Suono PC 650 plus | 64670 T/25 Osram | 39455 T/25 GE Lighting | 6820P T/25 Philips
LDR | Suono PC 650 plus | 64674 CP/82 Osram | 39624 CP/82 GE Lighting | 6873P CP/82 Philips
LDR | Suono PC 650 plus | 64672 M/40 Osram | 39621 M/40 GE Lighting | 6877P M/40 Philips | 61733 M/40 Sylvania
LDR | Suono PC 650 plus | 64718 T/27 Osram | 39636 T/26 GE Lighting | 39456 T/27 GE Lighting | 6823P T/27 Philips
LDR | Tempo F 650 plus | 64717 CP/89 Osram | 39640 CP/89 GE Lighting | 6638P CP/89 Philips
LDR | Tempo F 650 plus | 64670 T/25 Osram | 39455 T/25 GE Lighting | 6820P T/25 Philips
LDR | Tempo F 650 plus | 64674 CP/82 Osram | 39624 CP/82 GE Lighting | 6873P CP/82 Philips
LDR | Tempo F 650 plus | 64672 M/40 Osram | 39621 M/40 GE Lighting | 6877P M/40 Philips | 61733 M/40 Sylvania
LDR | Tempo F 650 plus | 64718 T/27 Osram | 39636 T/26 GE Lighting | 39456 T/27 GE Lighting | 6823P T/27 Philips
LDR | Tempo PC 650 plus | 64717 CP/89 Osram | 39640 CP/89 GE Lighting | 6638P CP/89 Philips
LDR | Tempo PC 650 plus | 64670 T/25 Osram | 39455 T/25 GE Lighting | 6820P T/25 Philips
LDR | Tempo PC 650 plus | 64674 CP/82 Osram | 39624 CP/82 GE Lighting | 6873P CP/82 Philips
LDR | Tempo PC 650 plus | 64672 M/40 Osram | 39621 M/40 GE Lighting | 6877P M/40 Philips | 61733 M/40 Sylvania
LDR | Tempo PC 650 plus | 64718 T/27 Osram | 39636 T/26 GE Lighting | 39456 T/27 GE Lighting | 6823P T/27 Philips
LDR | Tono 8/22 | 64788 CP/72 Osram | 20309 CP/43 GE Lighting | 6994P CP/72 Philips
LDR | Tono 18/36 | 64788 CP/72 Osram | 20309 CP/43 GE Lighting | 6994P CP/72 Philips
LDR | Tono 30/55 | 64788 CP/72 Osram | 20309 CP/43 GE Lighting | 6994P CP/72 Philips
LDR | Tono F 2000 plus | 64777 CP/92 Osram | 88506 CP/92 GE Lighting | 6975Z CP/92 Philips
LDR | Tono F 2000 plus | 64796 CP/91 Osram | 30415 CP/91 GE Lighting | 6894Y CP/91 Philips
LDR | Tono PC 2000 plus | 64777 CP/92 Osram | 88506 CP/92 GE Lighting | 6975Z CP/92 Philips
LDR | Tono PC 2000 plus | 64796 CP/91 Osram | 30415 CP/91 GE Lighting | 6894Y CP/91 Philips
LDR | Xpress Moving 575 TH | 93728 HPL Osram | 88478 HPL GE Lighting | 7007 HPL Philips | 61800 HPL Sylvania
LDR | Xpress Moving 575 TH | 93728 LL HPL Osram | 88476 HPL GE Lighting | 7007 LL Philips | 61804 HPL Sylvania
MAJOR | PAR 64 MkII | PAR 64 CP/60 Osram | PAR 64 CP/60 GE Lighting | PAR 64 CP/60 Philips | PAR 64 CP/60 Sylvania
MAJOR | PAR 64 MkII | PAR 64 CP/61 Osram | PAR 64 CP/61 GE Lighting | PAR 64 CP/61 Philips | PAR 64 CP/61 Sylvania
MAJOR | PAR 64 MkII | PAR 64 CP/62 Osram | PAR 64 CP/62 GE Lighting | PAR 64 CP/62 Philips | PAR 64 CP/62 Sylvania
MAJOR | PAR 64 MkII | aluPAR 64 CP/60 Osram | aluPAR 64 CP/61 Osram | aluPAR 64 CP/62 Osram
MARTIN | Alien 02 Pedant | HCI-T 150/NDL Osram | CMH 150/T/UVC/U/942/G12 GE | CDM-SA/T 150 Philips
MARTIN | Alien 02 Pedant | HSD 150/70 Osram | MSD 150/2 Philips | BA 150/SE/T Sylvania
MARTIN | Alien 02 Spot | HCI-T 150/NDL Osram | CMH 150/T/UVC/U/942/G12 GE | CDM-SA/T 150 Philips
MARTIN | Alien 02 Spot | HSD 150/70 Osram | MSD 150/2 Philips | BA 150/SE/T Sylvania
MARTIN | Alien 05 Recessed | 93609 ENL Osram | 61738 ENL Sylvania
MARTIN | Alien 05 Stem Mount | 93609 ENL Osram | 61738 ENL Sylvania
MARTIN | Atomic 3000 DMX | MAX-15 Martin | XP 1500 Sylvania
MARTIN | Centrepiece | HMI 1200/SEL XS Osram | CSR 1200/SE/HR GE Lighting | MSR 1200/HR Philips | BA 1200/SE/HR Sylvania
MARTIN | CX-10 Extreme | HSD 250/60 Osram | HSD 250/80 Osram | HSD 250/UL/75 Osram | EMH 250/SE/80 Osram
MARTIN | CX-10 Extreme | CSD 250/2/SE GE Lighting | MSD 250 Philips | MSD 250/2 Philips | BA 250/SE/D Sylvania
MARTIN | CX-10 Extreme | BA 250/2/SE D8,5 Sylvania
MARTIN | Cyclo 04 Wallwasher | FH 28W/HE T5 Osram
MARTIN | Cyclo 04 DMX Wallwasher | FH 28W/HE T5 Osram
MARTIN | Cyclo Directional | FQ 54W/HO T5 Osram
MARTIN | Cyclo IP65 02 | FH 28W/HE T5 Osram
MARTIN | Cyclo IP65 02 DMX | FH 28W/HE T5 Osram
MARTIN | Cyclo IP65 03 | FH 28W/HE T5 Osram | FQ 54W/HO T5 Osram
MARTIN | Cyclo IP65 03 DMX | FH 28W/HE T5 Osram | FQ 54W/HO T5 Osram
MARTIN | Cyclo IP65 04 | FH 28W/HE T5 Osram
MARTIN | Cyclo IP65 04 DMX | FH 28W/HE T5 Osram
MARTIN | Cyclo IP65 Directional | FQ 54W/HO T5 Osram
MARTIN | Cyclo IP65 Series | FQ 54W/HO T5 Osram
MARTIN | Cyclo IP65 US | FQ 54W/HO T5 Osram
MARTIN | Cyclo Series | FH 28W/HE T5 Osram | FQ 54W/HO T5 Osram
MARTIN | Exterior 1200 Image proj. | HSD 1200/60 Osram | HSD 1200 Philips | CSR 1200/2/SE GE Lighting | BA 1200/SE/NHR Sylvania
MARTIN | Exterior 1200 Image proj. | HSR 1200/60 Osram | MSR 1200 Philips | MSR 1200/2 Philips
MARTIN | Exterior 1200 Wash | HSD 1200/60 Osram | HSD 1200 Philips | CSR 1200/2/SE GE Lighting | BA 1200/SE/NHR Sylvania
MARTIN | Exterior 1200 Wash | HSR 1200/60 Osram | MSR 1200 Philips | MSR 1200/2 Philips
MARTIN | Exterior 200 | HCI-T 150/NDL Osram | CMH 150/T/UVC/U/942/G12 GE | CDM-SA/T 150 Philips
MARTIN | Exterior 200 | HSD 150/70 Osram | MSD 150/2 Philips | BA 150/SE/T Sylvania
MARTIN | Exterior 600 | HSD 575/72 Osram | HSD 575/UL/75 Osram | MSD 575 Philips | BA 575/SE/D Sylvania
MARTIN | Exterior 600 | HSR 575/60 Osram | BA 575/SE/NHR Sylvania
MARTIN | Exterior 600 | HSR 575/72 Osram | CSR 575/2/T/SE GE Lighting | MSR 575/2 Philips | BA 575/2/SE/NHR 7.2 Sylvania
MARTIN | Exterior 600 | EMH 575/SE/75 Osram | BA 575/2/SE/NHR 8.5 Sylvania
MARTIN | Exterior 600 C | HSD 575/72 Osram | HSD 575/UL/75 Osram | MSD 575 Philips | BA 575/SE/D Sylvania
MARTIN | Exterior 600 C | HSR 575/60 Osram | BA 575/SE/NHR Sylvania
MARTIN | Exterior 600 C | HSR 575/72 Osram | CSR 575/2/T/SE GE Lighting | MSR 575/2 Philips | BA 575/2/SE/NHR 7.2 Sylvania
MARTIN | Exterior 600 C | EMH 575/SE/75 Osram | BA 575/2/SE/NHR 8.5 Sylvania
MARTIN | Fiber Source B 150 | HQI-R 150/NDL FO Osram | CDM-SA/R 150 Philips
MARTIN | Fiber Source CMY 150 | HQI-R 150/NDL FO Osram | CDM-SA/R 150 Philips
MARTIN | Fiber Source QFX 150 | HQI-R 150/NDL FO Osram | CDM-SA/R 150 Philips
MARTIN | Image Scan | HSD 200/60 Osram | MSD 200 Philips | MSD 200/2 Philips | BA 200/SE/D Sylvania
MARTIN | Image Scan | HSD 250/60 Osram | HSD 250/80 Osram | HSD 250/UL/75 Osram | EMH 250/SE/80 Osram
MARTIN | Image Scan | CSD 250/2/SE GE Lighting | MSD 250 Philips | MSD 250/2 Philips | BA 250/SE/D Sylvania
MARTIN | Image Scan | BA 250/2/SE D8,5 Sylvania
MARTIN | Image Series | HSD 250/60 Osram | HSD 250/80 Osram | HSD 250/UL/75 Osram | EMH 250/SE/80 Osram
MARTIN | Image Series | CSD 250/2/SE GE Lighting | MSD 250 Philips | MSD 250/2 Philips | BA 250/SE/D Sylvania
MARTIN | Image Series | BA 250/2/SE D8,5 Sylvania
MARTIN | Inground 200 | HCI-T 150/NDL Osram | CMH 150/T/UVC/U/942/G12 GE | CDM-SA/T 150 Philips
MARTIN | MAC 2000 Performance II | HTI 1200/D7/60 Osram | CSR 1200/S/DE/60 GE Lighting | MSR GOLD 1200/SA/DE Philips | BA 1200/DE/S 6.0 Gold Sylvania
MARTIN | MAC 2000 Performance II | HTI 1200/D7/75 Osram | CSR 1200/S/DE/72 GE Lighting | MSR GOLD 1200/SA/2 DE Philips | BA 1200/2/DE/S 7.2 Gold Sylvania
MARTIN | MAC 2000 Profile II | HTI 1200/D7/60 Osram | CSR 1200/S/DE/60 GE Lighting | MSR GOLD 1200/SA/DE Philips | BA 1200/DE/S 6.0 Gold Sylvania
MARTIN | MAC 2000 Profile II | HTI 1200/D7/75 Osram | CSR 1200/S/DE/72 GE Lighting | MSR GOLD 1200/SA/2 DE Philips | BA 1200/2/DE/S 7.2 Gold Sylvania
MARTIN | MAC 2000 Wash | HTI 1200/D7/60 Osram | CSR 1200/S/DE/60 GE Lighting | MSR GOLD 1200/SA/DE Philips | BA 1200/DE/S 6.0 Gold Sylvania
MARTIN | MAC 2000 Wash | HTI 1200/D7/75 Osram | CSR 1200/S/DE/72 GE Lighting | MSR GOLD 1200/SA/2 DE Philips | BA 1200/2/DE/S 7.2 Gold Sylvania
MARTIN | MAC 2000 Wash XB | HTI 1500/D7/60 Osram | MSR 1500/SA/DE Philips | MSR 1500/SA/2 DE Philips
MARTIN | MAC 250 | HSD 250/60 Osram | HSD 250/80 Osram | HSD 250/UL/75 Osram | EMH 250/SE/80 Osram
MARTIN | MAC 250 | CSD 250/2/SE GE Lighting | MSD 250 Philips | MSD 250/2 Philips | BA 250/SE/D Sylvania
MARTIN | MAC 250 | BA 250/2/SE D8,5 Sylvania
MARTIN | MAC 250 Entour | HSD 250/60 Osram | HSD 250/80 Osram | HSD 250/UL/75 Osram | EMH 250/SE/80 Osram
MARTIN | MAC 250 Entour | CSD 250/2/SE GE Lighting | MSD 250 Philips | MSD 250/2 Philips | BA 250/SE/D Sylvania
MARTIN | MAC 250 Entour | BA 250/2/SE D8,5 Sylvania
MARTIN | MAC 250 Krypton | HSD 250/60 Osram | HSD 250/80 Osram | HSD 250/UL/75 Osram | EMH 250/SE/80 Osram
MARTIN | MAC 250 Krypton | CSD 250/2/SE GE Lighting | MSD 250 Philips | MSD 250/2 Philips | BA 250/SE/D Sylvania
MARTIN | MAC 250 Krypton | BA 250/2/SE D8,5 Sylvania
MARTIN | MAC 250 Wash | HSD 250/60 Osram | HSD 250/80 Osram | HSD 250/UL/75 Osram | EMH 250/SE/80 Osram
MARTIN | MAC 250 Wash | CSD 250/2/SE GE Lighting | MSD 250 Philips | MSD 250/2 Philips | BA 250/SE/D Sylvania
MARTIN | MAC 250 Wash | BA 250/2/SE D8,5 Sylvania
MARTIN | MAC 300 | HSD 250/60 Osram | HSD 250/80 Osram | HSD 250/UL/75 Osram | EMH 250/SE/80 Osram
MARTIN | MAC 300 | CSD 250/2/SE GE Lighting | MSD 250 Philips | MSD 250/2 Philips | BA 250/SE/D Sylvania
MARTIN | MAC 300 | BA 250/2/SE D8,5 Sylvania
MARTIN | MAC 500 | HSD 575/72 Osram | HSD 575/UL/75 Osram | MSD 575 Philips | BA 575/SE/D Sylvania
MARTIN | MAC 500 | HSR 575/60 Osram | BA 575/SE/NHR Sylvania
MARTIN | MAC 500 | HSR 575/72 Osram | CSR 575/2/T/SE GE Lighting | MSR 575/2 Philips | BA 575/2/SE/NHR 7.2 Sylvania
MARTIN | MAC 500 | EMH 575/SE/75 Osram | BA 575/2/SE/NHR 8.5 Sylvania
MARTIN | MAC 575 Krypton | CSR 575/S/DE/70 GE Lighting
MARTIN | MAC 600 | HSD 575/72 Osram | HSD 575/UL/75 Osram | MSD 575 Philips | BA 575/SE/D Sylvania
MARTIN | MAC 600 | HSR 575/60 Osram | BA 575/SE/NHR Sylvania
MARTIN | MAC 600 | HSR 575/72 Osram | CSR 575/2/T/SE GE Lighting | MSR 575/2 Philips | BA 575/2/SE/NHR 7.2 Sylvania
MARTIN | MAC 600 | EMH 575/SE/75 Osram | BA 575/2/SE/NHR 8.5 Sylvania
MARTIN | MAC 600 E NT | HSD 575/72 Osram | HSD 575/UL/75 Osram | MSD 575 Philips | BA 575/SE/D Sylvania
MARTIN | MAC 600 E NT | HSR 575/60 Osram | BA 575/SE/NHR Sylvania
MARTIN | MAC 600 E NT | HSR 575/72 Osram | CSR 575/2/T/SE GE Lighting | MSR 575/2 Philips | BA 575/2/SE/NHR 7.2 Sylvania
MARTIN | MAC 600 E NT | EMH 575/SE/75 Osram | BA 575/2/SE/NHR 8.5 Sylvania
MARTIN | MAC 700 Profile | HTI 700/D4/60 Osram | CSR 700/S/DE/60 GE Lighting
MARTIN | MAC 700 Profile | HTI 700/D4/75 Osram | CSR 700/S/DE/75 GE Lighting | MSR GOLD 700/SA/2 DE Philips
MARTIN | MAC 700 Wash | HTI 700/D4/60 Osram | CSR 700/S/DE/60 GE Lighting
MARTIN | MAC 700 Wash | HTI 700/D4/75 Osram | CSR 700/S/DE/75 GE Lighting | MSR GOLD 700/SA/2 DE Philips
MARTIN | MAC III Profile | HTI 1500/60/P50 Osram | MSR GOLD 1500 FastFit Philips
MARTIN | MAC TW 1 | 7016G 1200/230 FastFit Philips
MARTIN | Mania DC 1 | 64627 HLX EFP Osram | 21278 EFP GE Lighting | 6834 FO EFP Philips
MARTIN | Mania DC 1 | 64637 A1/271 Osram | 6834/5H EFP/5H Philips | 6834/8H EFP/8H Philips
MARTIN | Mania DC 2 | 64627 HLX EFP Osram | 21278 EFP GE Lighting | 6834 FO EFP Philips
MARTIN | Mania DC 2 | 64637 A1/271 Osram | 6834/5H EFP/5H Philips | 6834/8H EFP/8H Philips
MARTIN | Mania DC 3 | 64657 HLX M/33 Osram | 34768 M/33 GE Lighting | 6958 M/33 Philips | 61465 M/33 Sylvania
MARTIN | Mania DC 3 | 64655 HLX EHJ Osram | 14874 EHJ GE Lighting | 7748XHP EHJ Philips | 61367 EHJ Sylvania
MARTIN | Mania EF 2 | 64627 HLX EFP Osram | 21278 EFP GE Lighting | 6834 FO EFP Philips
MARTIN | Mania EF 2 | 64637 A1/271 Osram | 6834/5H EFP/5H Philips | 6834/8H EFP/8H Philips
MARTIN | Mania EF 3 | 64627 HLX EFP Osram | 21278 EFP GE Lighting | 6834 FO EFP Philips
MARTIN | Mania EF 3 | 64637 A1/271 Osram | 6834/5H EFP/5H Philips | 6834/8H EFP/8H Philips
MARTIN | Mania EFX 500 | 64653 HLX ELC Osram | 37462 ELC GE Lighting | 61740 ELC Sylvania | 61739 ELC/3H Sylvania
MARTIN | Mania EFX 500 | 93653 ELC/X3 Osram | 15377 ELC/500 GE Lighting | 13163/5H ELC/5H Philips | 61741 ELC/5H Sylvania
MARTIN | Mania EFX 500 | 64659 ELC/10H Osram | 13163/10H ELC/10H Philips | 61743 ELC/10H Sylvania
MARTIN | Mania EFX 600 | HCI-T 150/NDL Osram | CMH 150/T/UVC/U/942/G12 GE | CDM-SA/T 150 Philips
MARTIN | Mania EFX 600 | HSD 150/70 Osram | MSD 150/2 Philips | BA 150/SE/T Sylvania
MARTIN | Mania EFX 700 | HCI-T 150/NDL Osram | CMH 150/T/UVC/U/942/G12 GE | CDM-SA/T 150 Philips
MARTIN | Mania EFX 700 | HSD 150/70 Osram | MSD 150/2 Philips | BA 150/SE/T Sylvania
MARTIN | Mania EFX 800 | HCI-T 150/NDL Osram | CMH 150/T/UVC/U/942/G12 GE | CDM-SA/T 150 Philips
MARTIN | Mania EFX 800 | HSD 150/70 Osram | MSD 150/2 Philips | BA 150/SE/T Sylvania
MARTIN | Mania PR 1 | 64657 HLX M/33 Osram | 34768 M/33 GE Lighting | 6958 M/33 Philips | 61465 M/33 Sylvania
MARTIN | Mania PR 1 | 64655 HLX EHJ Osram | 14874 EHJ GE Lighting | 7748XHP EHJ Philips | 61367 EHJ Sylvania
MARTIN | Mania SCX 500 | 64634 HLX EFR Osram | 21279 EFR GE Lighting | 6423 FO EFR Philips
MARTIN | Mania SCX 500 | 64620 EFR-5 Osram | 6423/5H EFR/5H Philips
MARTIN | Mania SCX 600 | 64653 HLX ELC Osram | 37462 ELC GE Lighting | 61740 ELC Sylvania | 61739 ELC/3H Sylvania
MARTIN | Mania SCX 600 | 93653 ELC/X3 Osram | 15377 ELC/500 GE Lighting | 13163/5H ELC/5H Philips | 61741 ELC/5H Sylvania
MARTIN | Mania SCX 600 | 64659 ELC/10H Osram | 13163/10H ELC/10H Philips | 61743 ELC/10H Sylvania
MARTIN | Mania SCX 700 | HCI-T 150/NDL Osram | CMH 150/T/UVC/U/942/G12 GE | CDM-SA/T 150 Philips
MARTIN | Mania SCX 700 | HSD 150/70 Osram | MSD 150/2 Philips | BA 150/SE/T Sylvania
MARTIN | Mania SCX 800 | HCI-T 150/NDL Osram | CMH 150/T/UVC/U/942/G12 GE | CDM-SA/T 150 Philips
MARTIN | Mania SCX 800 | HSD 150/70 Osram | MSD 150/2 Philips | BA 150/SE/T Sylvania
MARTIN | MX-10 Extreme | HSD 250/60 Osram | HSD 250/80 Osram | HSD 250/UL/75 Osram | EMH 250/SE/80 Osram
MARTIN | MX-10 Extreme | CSD 250/2/SE GE Lighting | MSD 250 Philips | MSD 250/2 Philips | BA 250/SE/D Sylvania
MARTIN | MX-10 Extreme | BA 250/2/SE D8,5 Sylvania
MARTIN | PAL 1200 | HMI 1200/SE XS Osram | CSR 1200/SE/HR GE Lighting | MSR 1200/HR Philips | BA 1200/SE/HR Sylvania
MARTIN | Pro 400 Fiber Optic | HSD 200/60 Osram | MSD 200 Philips | MSD 200/2 Philips | BA 200/SE/D Sylvania
MARTIN | Pro 918 | HSD 575/72 Osram | HSD 575/UL/75 Osram | MSD 575 Philips | BA 575/SE/D Sylvania
MARTIN | Pro 918 | HSR 575/60 Osram | BA 575/SE/NHR Sylvania
MARTIN | Pro 918 | HSR 575/72 Osram | CSR 575/2/T/SE GE Lighting | MSR 575/2 Philips | BA 575/2/SE/NHR 7.2 Sylvania
MARTIN | Pro 918 | EMH 575/SE/75 Osram | BA 575/2/SE/NHR 8.5 Sylvania
MARTIN | Raptor | 64653 HLX ELC Osram | 37462 ELC GE Lighting | 61740 ELC Sylvania | 61739 ELC/3H Sylvania
MARTIN | Raptor | 93653 ELC/X3 Osram | 15377 ELC/500 GE Lighting | 13163/5H ELC/5H Philips | 61741 ELC/5H Sylvania
MARTIN | Raptor | 64659 ELC/10H Osram | 13163/10H ELC/10H Philips | 61743 ELC/10H Sylvania
MARTIN | Robo Color Pro 400 | HSD 200/60 Osram | MSD 200 Philips | MSD 200/2 Philips | BA 200/SE/D Sylvania
MARTIN | Robo Scan Pro 218 | HSD 200/60 Osram | MSD 200 Philips | MSD 200/2 Philips | BA 200/SE/D Sylvania
MARTIN | Robo Scan Pro 518/II | HSD 250/60 Osram | HSD 250/80 Osram | HSD 250/UL/75 Osram | EMH 250/SE/80 Osram
MARTIN | Robo Scan Pro 518/II | CSD 250/2/SE GE Lighting | MSD 250 Philips | MSD 250/2 Philips | BA 250/SE/D Sylvania
MARTIN | Robo Scan Pro 518/II | BA 250/2/SE D8,5 Sylvania
MARTIN | Smart MAC | HCI-T 150/NDL Osram | CMH 150/T/UVC/U/942/G12 GE | CDM-SA/T 150 Philips
MARTIN | Smart MAC | HSD 150/70 Osram | MSD 150/2 Philips | BA 150/SE/T Sylvania
MARTIN | Stage Cyclo | FQ 54W/HO T5 Osram
MARTIN | Synchro Zap | HSD 200/60 Osram | MSD 200 Philips | MSD 200/2 Philips | BA 200/SE/D Sylvania
MARTIN | Synchro Zap | HSD 250/60 Osram | HSD 250/80 Osram | HSD 250/UL/75 Osram | EMH 250/SE/80 Osram
MARTIN | Synchro Zap | CSD 250/2/SE GE Lighting | MSD 250 Philips | MSD 250/2 Philips | BA 250/SE/D Sylvania
MARTIN | Synchro Zap | BA 250/2/SE D8,5 Sylvania
MARTIN | T-Rex | 64653 HLX ELC Osram | 37462 ELC GE Lighting | 61740 ELC Sylvania | 61739 ELC/3H Sylvania
MARTIN | T-Rex | 93653 ELC/X3 Osram | 15377 ELC/500 GE Lighting | 13163/5H ELC/5H Philips | 61741 ELC/5H Sylvania
MARTIN | T-Rex | 64659 ELC/10H Osram | 13163/10H ELC/10H Philips | 61743 ELC/10H Sylvania
MARTIN | Wizard Extreme | HSD 200/60 Osram | MSD 200 Philips | MSD 200/2 Philips | BA 200/SE/D Sylvania
MARTIN | Wizard Extreme | HSD 250/60 Osram | HSD 250/80 Osram | HSD 250/UL/75 Osram | EMH 250/SE/80 Osram
MARTIN | Wizard Extreme | CSD 250/2/SE GE Lighting | MSD 250 Philips | MSD 250/2 Philips | BA 250/SE/D Sylvania
MARTIN | Wizard Extreme | BA 250/2/SE D8,5 Sylvania
NIETHAMMER | HMZ 112 | HMI 1200/DXS Osram | CSR 1200/DE GE Lighting | MSI 1200 Philips | BA 1200/DE Sylvania
NIETHAMMER | HMZ 112 | EMH 1200/DE/60 Osram
NIETHAMMER | HMZ 115 | HMI 1200/DXS Osram | CSR 1200/DE GE Lighting | MSI 1200 Philips | BA 1200/DE Sylvania
NIETHAMMER | HMZ 115 | EMH 1200/DE/60 Osram
NIETHAMMER | HPZ 112 D | 64745 CP/70 Osram | 39241 CP/70 GE Lighting | 6995P CP/70 Philips
NIETHAMMER | HPZ 112 D | 64744 T/19 Osram | 39657 T/19 GE Lighting | 6996P T/19 Philips
NIETHAMMER | HPZ 112 D | 64754 CP/90 Osram | 39724 CP/90 GE Lighting | 6895P CP/90 Philips
NIETHAMMER | HPZ 112 D | 64752 T/29 Osram | 39723 T/29 GE Lighting | 6897P T/29 Philips
NIETHAMMER | HPZ 115 D | 64745 CP/70 Osram | 39241 CP/70 GE Lighting | 6995P CP/70 Philips
NIETHAMMER | HPZ 115 D | 64744 T/19 Osram | 39657 T/19 GE Lighting | 6996P T/19 Philips
NIETHAMMER | HPZ 115 D | 64754 CP/90 Osram | 39724 CP/90 GE Lighting | 6895P CP/90 Philips
NIETHAMMER | HPZ 115 D | 64752 T/29 Osram | 39723 T/29 GE Lighting | 6897P T/29 Philips
NIETHAMMER | HPZ 211 D | 64788 CP/72 Osram | 20309 CP/43 GE Lighting | 6994P CP/72 Philips
NIETHAMMER | HPZ 211 X | 64777 CP/92 Osram | 88506 CP/92 GE Lighting | 6975Z CP/92 Philips
NIETHAMMER | HPZ 215 D | 64788 CP/72 Osram | 20309 CP/43 GE Lighting | 6994P CP/72 Philips
NIETHAMMER | HPZ 215 X | 64777 CP/92 Osram | 88506 CP/92 GE Lighting | 6975Z CP/92 Philips
NIETHAMMER | HPZ 2511 D | 64796 CP/91 Osram | 30415 CP/91 GE Lighting | 6894Y CP/91 Philips
NIETHAMMER | HPZ 2515 D | 64796 CP/91 Osram | 30415 CP/91 GE Lighting | 6894Y CP/91 Philips
NIETHAMMER | HZU 208 | 64788 CP/72 Osram | 20309 CP/43 GE Lighting | 6994P CP/72 Philips
NIETHAMMER | MZU 106 | HMI 1200/DXS Osram | CSR 1200/DE GE Lighting | MSI 1200 Philips | BA 1200/DE Sylvania
NIETHAMMER | MZU 106 | EMH 1200/DE/60 Osram
NIETHAMMER | MZU 256 | HMI 2500/SE XS Osram | CSR 2500/SE/HR GE Lighting | MSR 2500/HR Philips | BA 2500/SE/HR Sylvania
NOVALIGHT | Booster | HMI 2500/DXS Osram | CSR 2500/DE GE Lighting | MSI 2500 Philips | BA 2500/DE Sylvania
NOVALIGHT | Divine | HMI 1200/DXS Osram | CSR 1200/DE GE Lighting | MSI 1200 Philips | BA 1200/DE Sylvania
NOVALIGHT | Divine | EMH 1200/DE/60 Osram
NOVALIGHT | Galaxy | HMI 1200/DXS Osram | CSR 1200/DE GE Lighting | MSI 1200 Philips | BA 1200/DE Sylvania
NOVALIGHT | Galaxy | EMH 1200/DE/60 Osram
NOVALIGHT | High Ground | CSR 2000/SA GE Lighting | MSR 2000/SA Philips
NOVALIGHT | Nova Flower | HTI 1200/D7/60 Osram | CSR 1200/S/DE/60 GE Lighting | MSR GOLD 1200/SA/DE Philips | BA 1200/DE/S 6.0 Gold Sylvania
NOVALIGHT | Nova Flower | HTI 1200/D7/75 Osram | CSR 1200/S/DE/72 GE Lighting | MSR GOLD 1200/SA/2 DE Philips | BA 1200/2/DE/S 7.2 Gold Sylvania
NOVALIGHT | Revolution | HMI 575/DXS Osram | CSR 575/DE GE Lighting | MSI 575 Philips | BA 575/DE Sylvania
NOVALIGHT | Revolution | EMH 575/DE/60 Osram | EMH 575/DE/75 Osram | MSI 575/2 Philips
NOVALIGHT | Rolling | HMI 1200/DXS Osram | CSR 1200/DE GE Lighting | MSI 1200 Philips | BA 1200/DE Sylvania
NOVALIGHT | Rolling | EMH 1200/DE/60 Osram
NOVALIGHT | Single | HMI 1200/DXS Osram | CSR 1200/DE GE Lighting | MSI 1200 Philips | BA 1200/DE Sylvania
NOVALIGHT | Single | EMH 1200/DE/60 Osram
NOVALIGHT | Single Max | HTI 4000/DE Osram
PANI | BP 1,2/HMI | HMI 1200/DXS Osram | CSR 1200/DE GE Lighting | MSI 1200 Philips | BA 1200/DE Sylvania
PANI | BP 1,2/HMI | EMH 1200/DE/60 Osram
PANI | BP 12 Platin | Lamp discontinued/not available
PANI | BP 2,5 Compact | HMI 2500/DXS Osram | CSR 2500/DE GE Lighting | MSI 2500 Philips | BA 2500/DE Sylvania
PANI | BP 4 Compact | HMI 4000/DXS Osram | CSR 4000/DE GE Lighting | MSI 4000 Philips | BA 4000/DE Sylvania
PANI | BP 6 Gold | HMI 6000/XS Osram | CSR 6000/DE GE Lighting | MSI 6000 Philips
PANI | HB 1001 - CHR | 64741 EKM Osram | 20249 EKM GE Lighting | 13989R EKM Philips
PANI | HB 1001 - CHR | 64740 Haloline Osram | 21625 Halostab Sylvania | 230V/1000W R7s Plusline L Philips
PANI | HMV 1202-20 | HMI 1200/DXS Osram | CSR 1200/DE GE Lighting | MSI 1200 Philips | BA 1200/DE Sylvania
PANI | HMV 1202-20 | EMH 1200/DE/60 Osram
PANI | HMV 1202-35 | HMI 1200/DXS Osram | CSR 1200/DE GE Lighting | MSI 1200 Philips | BA 1200/DE Sylvania
PANI | HMV 1202-35 | EMH 1200/DE/60 Osram
PANI | HMV 2500 Zoom | HMI 2500/SE XS Osram | CSR 2500/SE/HR GE Lighting | MSR 2500/HR Philips | BA 2500/SE/HR Sylvania
PANI | HV 2002-20 | 64788 CP/72 Osram | 20309 CP/43 GE Lighting | 6994P CP/72 Philips
PANI | LH 1000 | 64745 CP/70 Osram | 39241 CP/70 GE Lighting | 6995P CP/70 Philips
PANI | LH 1000 | 64744 T/19 Osram | 39657 T/19 GE Lighting | 6996P T/19 Philips
PANI | LH 2000 | 64788 CP/72 Osram | 20309 CP/43 GE Lighting | 6994P CP/72 Philips
PANI | NVR 9x250W | 564B 24V/250W KV E40 Dr. Fischer
PANI | P 1001 | 578K 24V/1000W KV K39d Dr. Fischer
PANI | P 250 | 564B 24V/250W KV E40 Dr. Fischer
PANI | P 500 | 570B 24V/500W KV E40 Dr. Fischer
REICHE & VOGEL | AHO 1250 | 64751 P2/12 Osram | 19695 P2/12 GE Lighting | 6358R P2/12 Philips
REICHE & VOGEL | AHO 1250 | 64741 EKM Osram | 20249 EKM GE Lighting | 13989R EKM Philips
REICHE & VOGEL | AHO 1250 | 64740 Haloline Osram | 21625 Halostab Sylvania | 230V/1000W R7s Plusline L Philips
REICHE & VOGEL | AHO 1250 | 64702 Haloline Osram | 230V/500W R7s Plusline S Philips | 21621 Halostab Sylvania
REICHE & VOGEL | AHO 500 | 64701 Haloline Osram | 230V/300W R7s Plusline S Philips | 21653 Halostab Sylvania
REICHE & VOGEL | AHO 500 | 64702 Haloline Osram | 230V/500W R7s Plusline S Philips | 21621 Halostab Sylvania
REICHE & VOGEL | BV 500 | 570B 24V/500W KV E40 Dr. Fischer
REICHE & VOGEL | F 1250 | 64751 P2/12 Osram | 19695 P2/12 GE Lighting | 6358R P2/12 Philips
REICHE & VOGEL | F 1250 | 64741 EKM Osram | 20249 EKM GE Lighting | 13989R EKM Philips
REICHE & VOGEL | F 1250 | 64740 Haloline Osram | 21625 Halostab Sylvania | 230V/1000W R7s Plusline L Philips
REICHE & VOGEL | F 1250 | 64702 Haloline Osram | 230V/500W R7s Plusline S Philips | 21621 Halostab Sylvania
REICHE & VOGEL | F 150 | 64688 Haloline Osram | 230V/60W R7s Plusline C Philips | 22781 Halostab Sylvania
REICHE & VOGEL | F 150 | 64690 Haloline Osram | 230V/100W R7s Plusline C Philips | 21402 Halostab Sylvania
REICHE & VOGEL | F 150 | 64695 Haloline Osram | 230V/150W R7s Plusline C Philips | 21403 Halostab Sylvania
REICHE & VOGEL | F 500 | 64698 Haloline Osram | 230V/200W R7s Plusline S Philips | 21551 Halostab Sylvania
REICHE & VOGEL | F 500 | 64702 Haloline Osram | 230V/500W R7s Plusline S Philips | 21621 Halostab Sylvania
REICHE & VOGEL | G 9 | 564B 24V/250W KV E40 Dr. Fischer
REICHE & VOGEL | H 1000 | 64745 CP/70 Osram | 39241 CP/70 GE Lighting | 6995P CP/70 Philips
REICHE & VOGEL | H 1000 | 64744 T/19 Osram | 39657 T/19 GE Lighting | 6996P T/19 Philips
REICHE & VOGEL | H 2000 | 64788 CP/72 Osram | 20309 CP/43 GE Lighting | 6994P CP/72 Philips
REICHE & VOGEL | HP 2000 | 64788 CP/72 Osram | 20309 CP/43 GE Lighting | 6994P CP/72 Philips
REICHE & VOGEL | HP 5000/10000 | 64805 CP/85 Osram | 30505 CP/29 GE Lighting | 6963Z CP/85 Philips
REICHE & VOGEL | HP 5000/10000 | 64815 CP/83 Osram | 12036 CP/83 GE Lighting
REICHE & VOGEL | HV 1000 | 64751 P2/12 Osram | 19695 P2/12 GE Lighting | 6358R P2/12 Philips
REICHE & VOGEL | HV 1000 | 64741 EKM Osram | 20249 EKM GE Lighting | 13989R EKM Philips
REICHE & VOGEL | HV 1000 | 64740 Haloline Osram | 21625 Halostab Sylvania | 230V/1000W R7s Plusline L Philips
REICHE & VOGEL | HV 1000 | 64702 Haloline Osram | 230V/500W R7s Plusline S Philips | 21621 Halostab Sylvania
REICHE & VOGEL | HV 2000 | 64784 Haloline Osram
REICHE & VOGEL | HV 5000 | 230V/5000W P2-36 Radium
REICHE & VOGEL | KL 1200 MS | 64720 CP/23 Osram | 72680 CP/23 GE Lighting | 6993P CP/23 Philips
REICHE & VOGEL | KL 1200 MS | 64719 T/12 Osram | 39661 T/12 GE Lighting | 6998P T/12 Philips
REICHE & VOGEL | KL 1200 MS | 64745 CP/70 Osram | 39241 CP/70 GE Lighting | 6995P CP/70 Philips
REICHE & VOGEL | KL 1200 MS | 64744 T/19 Osram | 39657 T/19 GE Lighting | 6996P T/19 Philips
REICHE & VOGEL | KL 1200 MS | 64754 CP/90 Osram | 39724 CP/90 GE Lighting | 6895P CP/90 Philips
REICHE & VOGEL | KL 1200 MS | 64752 T/29 Osram | 39723 T/29 GE Lighting | 6897P T/29 Philips
REICHE & VOGEL | KL 2500 MS | 64777 CP/92 Osram | 88506 CP/92 GE Lighting | 6975Z CP/92 Philips
REICHE & VOGEL | KL 2500 MS | 64796 CP/91 Osram | 30415 CP/91 GE Lighting | 6894Y CP/91 Philips
REICHE & VOGEL | L 1200 MS | 64720 CP/23 Osram | 72680 CP/23 GE Lighting | 6993P CP/23 Philips
REICHE & VOGEL | L 1200 MS | 64719 T/12 Osram | 39661 T/12 GE Lighting | 6998P T/12 Philips
REICHE & VOGEL | L 1200 MS | 64745 CP/70 Osram | 39241 CP/70 GE Lighting | 6995P CP/70 Philips
REICHE & VOGEL | L 1200 MS | 64744 T/19 Osram | 39657 T/19 GE Lighting | 6996P T/19 Philips
REICHE & VOGEL | L 1200 MS | 64754 CP/90 Osram | 39724 CP/90 GE Lighting | 6895P CP/90 Philips
REICHE & VOGEL | L 1200 MS | 64752 T/29 Osram | 39723 T/29 GE Lighting | 6897P T/29 Philips
REICHE & VOGEL | L 2500 MS | 64777 CP/92 Osram | 88506 CP/92 GE Lighting | 6975Z CP/92 Philips
REICHE & VOGEL | L 2500 MS | 64796 CP/91 Osram | 30415 CP/91 GE Lighting | 6894Y CP/91 Philips
REICHE & VOGEL | L 650 MS | 64717 CP/89 Osram | 39640 CP/89 GE Lighting | 6638P CP/89 Philips
REICHE & VOGEL | L 650 MS | 64670 T/25 Osram | 39455 T/25 GE Lighting | 6820P T/25 Philips
REICHE & VOGEL | L 650 MS | 64674 CP/82 Osram | 39624 CP/82 GE Lighting | 6873P CP/82 Philips
REICHE & VOGEL | L 650 MS | 64672 M/40 Osram | 39621 M/40 GE Lighting | 6877P M/40 Philips | 61733 M/40 Sylvania
REICHE & VOGEL | L 650 MS | 64718 T/27 Osram | 39456 T/27 GE Lighting | 6823P T/27 Philips
REICHE & VOGEL | NS 1000 | 578K 24V/1000W KV K39d Dr. Fischer
REICHE & VOGEL | NS 250/T | 564B 24V/250W KV E40 Dr. Fischer
REICHE & VOGEL | NS 500/T | 570B 24V/500W KV E40 Dr. Fischer
REICHE & VOGEL | R 1250 | 64751 P2/12 Osram | 19695 P2/12 GE Lighting | 6358R P2/12 Philips
REICHE & VOGEL | R 1250 | 64741 EKM Osram | 20249 EKM GE Lighting | 13989R EKM Philips
REICHE & VOGEL | R 1250 | 64740 Haloline Osram | 21625 Halostab Sylvania | 230V/1000W R7s Plusline L Philips
REICHE & VOGEL | R 1250 | 64702 Haloline Osram | 230V/500W R7s Plusline S Philips | 21621 Halostab Sylvania
REICHE & VOGEL | R 1250 | 64701 Haloline Osram | 230V/300W R7s Plusline S Philips | 21653 Halostab Sylvania
REICHE & VOGEL | R 1250 | 64698 Haloline Osram | 230V/200W R7s Plusline S Philips | 21551 Halostab Sylvania
REICHE & VOGEL | STL 1200 MS | 64720 CP/23 Osram | 72680 CP/23 GE Lighting | 6993P CP/23 Philips
REICHE & VOGEL | STL 1200 MS | 64719 T/12 Osram | 39661 T/12 GE Lighting | 6998P T/12 Philips
REICHE & VOGEL | STL 1200 MS | 64745 CP/70 Osram | 39241 CP/70 GE Lighting | 6995P CP/70 Philips
REICHE & VOGEL | STL 1200 MS | 64744 T/19 Osram | 39657 T/19 GE Lighting | 6996P T/19 Philips
REICHE & VOGEL | STL 1200 MS | 64754 CP/90 Osram | 39724 CP/90 GE Lighting | 6895P CP/90 Philips
REICHE & VOGEL | STL 1200 MS | 64752 T/29 Osram | 39723 T/29 GE Lighting | 6897P T/29 Philips
REICHE & VOGEL | STL 2500 MS | 64777 CP/92 Osram | 88506 CP/92 GE Lighting | 6975Z CP/92 Philips
REICHE & VOGEL | STL 2500 MS | 64796 CP/91 Osram | 30415 CP/91 GE Lighting | 6894Y CP/91 Philips
REICHE & VOGEL | STL 650 MS | 64717 CP/89 Osram | 39640 CP/89 GE Lighting | 6638P CP/89 Philips
REICHE & VOGEL | STL 650 MS | 64670 T/25 Osram | 39455 T/25 GE Lighting | 6820P T/25 Philips
REICHE & VOGEL | STL 650 MS | 64674 CP/82 Osram | 39624 CP/82 GE Lighting | 6873P CP/82 Philips
REICHE & VOGEL | STL 650 MS | 64672 M/40 Osram | 39621 M/40 GE Lighting | 6877P M/40 Philips | 61733 M/40 Sylvania
REICHE & VOGEL | STL 650 MS | 64718 T/27 Osram | 39636 T/26 GE Lighting | 39456 T/27 GE Lighting | 6823P T/27 Philips
ROBE | Beam 250 XT | HSD 250/60 Osram | HSD 250/80 Osram | HSD 250/UL/75 Osram | EMH 250/SE/80 Osram
ROBE | Beam 250 XT | CSD 250/2/SE GE Lighting | MSD 250 Philips | MSD 250/2 Philips | BA 250/SE/D Sylvania
ROBE | Beam 250 XT | BA 250/2/SE D8,5 Sylvania
ROBE | Club Roller 150 CT | HCI-T 150/NDL Osram | CMH 150/T/UVC/U/942/G12 GE | CDM-SA/T 150 Philips
ROBE | Club Roller 150 CT | HSD 150/70 Osram | MSD 150/2 Philips | BA 150/SE/T Sylvania
ROBE | Club Roller 250 CT | HSD 250/60 Osram | HSD 250/80 Osram | HSD 250/UL/75 Osram | EMH 250/SE/80 Osram
ROBE | Club Roller 250 CT | CSD 250/2/SE GE Lighting | MSD 250 Philips | MSD 250/2 Philips | BA 250/SE/D Sylvania
ROBE | Club Roller 250 CT | BA 250/2/SE D8,5 Sylvania
ROBE | Club Scan 150 CT | HCI-T 150/NDL Osram | CMH 150/T/UVC/U/942/G12 GE | CDM-SA/T 150 Philips
ROBE | Club Scan 150 CT | HSD 150/70 Osram | MSD 150/2 Philips | BA 150/SE/T Sylvania
ROBE | Club Scan 250 CT | HSD 250/60 Osram | HSD 250/80 Osram | HSD 250/UL/75 Osram | EMH 250/SE/80 Osram
ROBE | Club Scan 250 CT | CSD 250/2/SE GE Lighting | MSD 250 Philips | MSD 250/2 Philips | BA 250/SE/D Sylvania
ROBE | Club Scan 250 CT | BA 250/2/SE D8,5 Sylvania
ROBE | Club Spot 150 CT | HCI-T 150/NDL Osram | CMH 150/T/UVC/U/942/G12 GE | CDM-SA/T 150 Philips
ROBE | Club Spot 150 CT | HSD 150/70 Osram | MSD 150/2 Philips | BA 150/SE/T Sylvania
ROBE | Club Spot 160 CT | HCI-T 150/NDL Osram | CMH 150/T/UVC/U/942/G12 GE | CDM-SA/T 150 Philips
ROBE | Club Spot 160 CT | HSD 150/70 Osram | MSD 150/2 Philips | BA 150/SE/T Sylvania
ROBE | Club Spot 250 CT | HSD 250/60 Osram | HSD 250/80 Osram | HSD 250/UL/75 Osram | EMH 250/SE/80 Osram
ROBE | Club Spot 250 CT | CSD 250/2/SE GE Lighting | MSD 250 Philips | MSD 250/2 Philips | BA 250/SE/D Sylvania
ROBE | Club Spot 250 CT | BA 250/2/SE D8,5 Sylvania
ROBE | Club Spot 300 CT | HSD 250/60 Osram | HSD 250/80 Osram | HSD 250/UL/75 Osram | EMH 250/SE/80 Osram
ROBE | Club Spot 300 CT | CSD 250/2/SE GE Lighting | MSD 250 Philips | MSD 250/2 Philips | BA 250/SE/D Sylvania
ROBE | Club Spot 300 CT | BA 250/2/SE D8,5 Sylvania
ROBE | Club Spot 500 CT | HSD 575/72 Osram | HSD 575/UL/75 Osram | MSD 575 Philips | BA 575/SE/D Sylvania
ROBE | Club Spot 500 CT | HSR 575/60 Osram | BA 575/SE/NHR Sylvania
ROBE | Club Spot 500 CT | HSR 575/72 Osram | CSR 575/2/T/SE GE Lighting | MSR 575/2 Philips | BA 575/2/SE/NHR 7.2 Sylvania
ROBE | Club Spot 500 CT | EMH 575/SE/75 Osram | BA 575/2/SE/NHR 8.5 Sylvania
ROBE | Club Wash 250 CT | HSD 250/60 Osram | HSD 250/80 Osram | HSD 250/UL/75 Osram | EMH 250/SE/80 Osram
ROBE | Club Wash 250 CT | CSD 250/2/SE GE Lighting | MSD 250 Philips | MSD 250/2 Philips | BA 250/SE/D Sylvania
ROBE | Club Wash 250 CT | BA 250/2/SE D8,5 Sylvania
ROBE | Club Wash 300 CT | HSD 250/60 Osram | HSD 250/80 Osram | HSD 250/UL/75 Osram | EMH 250/SE/80 Osram
ROBE | Club Wash 300 CT | CSD 250/2/SE GE Lighting | MSD 250 Philips | MSD 250/2 Philips | BA 250/SE/D Sylvania
ROBE | Club Wash 300 CT | BA 250/2/SE D8,5 Sylvania
ROBE | Club Wash 500 CT | HSD 575/72 Osram | HSD 575/UL/75 Osram | MSD 575 Philips | BA 575/SE/D Sylvania
ROBE | Club Wash 500 CT | HSR 575/60 Osram | BA 575/SE/NHR Sylvania
ROBE | Club Wash 500 CT | HSR 575/72 Osram | CSR 575/2/T/SE GE Lighting | MSR 575/2 Philips | BA 575/2/SE/NHR 7.2 Sylvania
ROBE | Club Wash 500 CT | EMH 575/SE/75 Osram | BA 575/2/SE/NHR 8.5 Sylvania
ROBE | Color Mix 240 AT | HSD 250/60 Osram | HSD 250/80 Osram | HSD 250/UL/75 Osram | EMH 250/SE/80 Osram
ROBE | Color Mix 240 AT | CSD 250/2/SE GE Lighting | MSD 250 Philips | MSD 250/2 Philips | BA 250/SE/D Sylvania
ROBE | Color Mix 240 AT | BA 250/2/SE D8,5 Sylvania
ROBE | Color Mix 250 AT | HSD 250/60 Osram | HSD 250/80 Osram | HSD 250/UL/75 Osram | EMH 250/SE/80 Osram
ROBE | Color Mix 250 AT | CSD 250/2/SE GE Lighting | MSD 250 Philips | MSD 250/2 Philips | BA 250/SE/D Sylvania
ROBE | Color Mix 250 AT | BA 250/2/SE D8,5 Sylvania
ROBE | Color Mix 575 AT | HSD 575/72 Osram | HSD 575/UL/75 Osram | MSD 575 Philips | BA 575/SE/D Sylvania
ROBE | Color Mix 575 AT | HSR 575/60 Osram | BA 575/SE/NHR Sylvania
ROBE | Color Mix 575 AT | HSR 575/72 Osram | CSR 575/2/T/SE GE Lighting | MSR 575/2 Philips | BA 575/2/SE/NHR 7.2 Sylvania
ROBE | Color Mix 575 AT | EMH 575/SE/75 Osram | BA 575/2/SE/NHR 8.5 Sylvania
ROBE | Color Spot 1200 AT | HTI 1200/SE XS Osram | CSR 1200/SA GE Lighting | MSR 1200/SA Philips
ROBE | Color Spot 1200E AT | HTI 1200/SE XS Osram | CSR 1200/SA GE Lighting | MSR 1200/SA Philips
ROBE | Color Spot 170 AT | HCI-T 150/NDL Osram | CMH 150/T/UVC/U/942/G12 GE | CDM-SA/T 150 Philips
ROBE | Color Spot 170 AT | HSD 150/70 Osram | MSD 150/2 Philips | BA 150/SE/T Sylvania
ROBE | Color Spot 250 AT | HSD 250/60 Osram | HSD 250/80 Osram | HSD 250/UL/75 Osram | EMH 250/SE/80 Osram
ROBE | Color Spot 250 AT | CSD 250/2/SE GE Lighting | MSD 250 Philips | MSD 250/2 Philips | BA 250/SE/D Sylvania
ROBE | Color Spot 250 AT | BA 250/2/SE D8,5 Sylvania
ROBE | Color Spot 2500E AT | MSR GOLD 1200 FastFit Philips
ROBE | Color Spot 300E AT | MSR GOLD 300/2 FastFit Philips
ROBE | Color Spot 575 AT | HSD 575/72 Osram | HSD 575/UL/75 Osram | MSD 575 Philips | BA 575/SE/D Sylvania
ROBE | Color Spot 575 AT | HSR 575/60 Osram | BA 575/SE/NHR Sylvania
ROBE | Color Spot 575 AT | HSR 575/72 Osram | CSR 575/2/T/SE GE Lighting | MSR 575/2 Philips | BA 575/2/SE/NHR 7.2 Sylvania
ROBE | Color Spot 575 AT | EMH 575/SE/75 Osram | BA 575/2/SE/NHR 8.5 Sylvania
ROBE | Color Spot 575E AT | HSD 575/72 Osram | HSD 575/UL/75 Osram | MSD 575 Philips | BA 575/SE/D Sylvania
ROBE | Color Spot 575E AT | HSR 575/60 Osram | BA 575/SE/NHR Sylvania
ROBE | Color Spot 575E AT | HSR 575/72 Osram | CSR 575/2/T/SE GE Lighting | MSR 575/2 Philips | BA 575/2/SE/NHR 7.2 Sylvania
ROBE | Color Spot 575E AT | EMH 575/SE/75 Osram | BA 575/2/SE/NHR 8.5 Sylvania
ROBE | Color Spot 700E AT | MSR GOLD 700 FastFit Philips | MSR GOLD 700/2 FastFit Philips
ROBE | Color Wash 1200E AT | HTI 1200/SE XS Osram | CSR 1200/SA GE Lighting | MSR 1200/SA Philips
ROBE | Color Wash 250 AT | HSD 250/60 Osram | HSD 250/80 Osram | HSD 250/UL/75 Osram | EMH 250/SE/80 Osram
ROBE | Color Wash 250 AT | CSD 250/2/SE GE Lighting | MSD 250 Philips | MSD 250/2 Philips | BA 250/SE/D Sylvania
ROBE | Color Wash 250 AT | BA 250/2/SE D8,5 Sylvania
ROBE | Color Wash 2500E AT | MSR GOLD 1200 FastFit Philips
ROBE | Color Wash 300E AT | MSR GOLD 300/2 FastFit Philips
ROBE | Color Wash 575 AT | HSD 575/72 Osram | HSD 575/UL/75 Osram | MSD 575 Philips | BA 575/SE/D Sylvania
ROBE | Color Wash 575 AT | HSR 575/60 Osram | BA 575/SE/NHR Sylvania
ROBE | Color Wash 575 AT | HSR 575/72 Osram | CSR 575/2/T/SE GE Lighting | MSR 575/2 Philips | BA 575/2/SE/NHR 7.2 Sylvania
ROBE | Color Wash 575 AT | EMH 575/SE/75 Osram | BA 575/2/SE/NHR 8.5 Sylvania
ROBE | Color Wash 575 AT Zoom | HSD 575/72 Osram | HSD 575/UL/75 Osram | MSD 575 Philips | BA 575/SE/D Sylvania
ROBE | Color Wash 575 AT Zoom | HSR 575/60 Osram | BA 575/SE/NHR Sylvania
ROBE | Color Wash 575 AT Zoom | HSR 575/72 Osram | CSR 575/2/T/SE GE Lighting | MSR 575/2 Philips | BA 575/2/SE/NHR 7.2 Sylvania
ROBE | Color Wash 575 AT Zoom | EMH 575/SE/75 Osram | BA 575/2/SE/NHR 8.5 Sylvania
ROBE | Color Wash 575E AT | HSD 575/72 Osram | HSD 575/UL/75 Osram | MSD 575 Philips | BA 575/SE/D Sylvania
ROBE | Color Wash 575E AT | HSR 575/60 Osram | BA 575/SE/NHR Sylvania
ROBE | Color Wash 575E AT | HSR 575/72 Osram | CSR 575/2/T/SE GE Lighting | MSR 575/2 Philips | BA 575/2/SE/NHR 7.2 Sylvania
ROBE | Color Wash 575E AT | EMH 575/SE/75 Osram | BA 575/2/SE/NHR 8.5 Sylvania
ROBE | Color Wash 575E AT Zoom | HSD 575/72 Osram | HSD 575/UL/75 Osram | MSD 575 Philips | BA 575/SE/D Sylvania
ROBE | Color Wash 575E AT Zoom | HSR 575/60 Osram | BA 575/SE/NHR Sylvania
ROBE | Color Wash 575E AT Zoom | HSR 575/72 Osram | CSR 575/2/T/SE GE Lighting | MSR 575/2 Philips | BA 575/2/SE/NHR 7.2 Sylvania
ROBE | Color Wash 575E AT Zoom | EMH 575/SE/75 Osram | BA 575/2/SE/NHR 8.5 Sylvania
ROBE | Color Wash 700E AT | MSR GOLD 700 FastFit Philips | MSR GOLD 700/2 FastFit Philips
ROBE | Color Wash 750 AT Tungsten | 7017G 750/80 FastFit Philips
ROBE | Dominator 1200 XT | HMI 1200/DXS Osram | CSR 1200/DE GE Lighting | MSI 1200 Philips | BA 1200/DE Sylvania
ROBE | Dominator 1200 XT | EMH 1200/DE/60 Osram
ROBE | Euphoria | 64653 HLX ELC Osram | 37462 ELC GE Lighting | 61740 ELC Sylvania | 61739 ELC/3H Sylvania
ROBE | Euphoria | 93653 ELC/X3 Osram | 15377 ELC/500 GE Lighting | 13163/5H ELC/5H Philips | 61741 ELC/5H Sylvania
ROBE | Euphoria | 64659 ELC/10H Osram | 13163/10H ELC/10H Philips | 61743 ELC/10H Sylvania
ROBE | Flare | 64653 HLX ELC Osram | 37462 ELC GE Lighting | 61740 ELC Sylvania | 61739 ELC/3H Sylvania
ROBE | Flare | 93653 ELC/X3 Osram | 15377 ELC/500 GE Lighting | 13163/5H ELC/5H Philips | 61741 ELC/5H Sylvania
ROBE | Flare | 64659 ELC/10H Osram | 13163/10H ELC/10H Philips | 61743 ELC/10H Sylvania
ROBE | Funky | 64653 HLX ELC Osram | 37462 ELC GE Lighting | 61740 ELC Sylvania | 61739 ELC/3H Sylvania
ROBE | Funky | 93653 ELC/X3 Osram | 15377 ELC/500 GE Lighting | 13163/5H ELC/5H Philips | 61741 ELC/5H Sylvania
ROBE | Funky | 64659 ELC/10H Osram | 13163/10H ELC/10H Philips | 61743 ELC/10H Sylvania
ROBE | Fusion | 64653 HLX ELC Osram | 37462 ELC GE Lighting | 61740 ELC Sylvania | 61739 ELC/3H Sylvania
ROBE | Fusion | 93653 ELC/X3 Osram | 15377 ELC/500 GE Lighting | 13163/5H ELC/5H Philips | 61741 ELC/5H Sylvania
ROBE | Fusion | 64659 ELC/10H Osram | 13163/10H ELC/10H Philips | 61743 ELC/10H Sylvania
ROBE | Hip-Hop | 64653 HLX ELC Osram | 37462 ELC GE Lighting | 61740 ELC Sylvania | 61739 ELC/3H Sylvania
ROBE | Hip-Hop | 93653 ELC/X3 Osram | 15377 ELC/500 GE Lighting | 13163/5H ELC/5H Philips | 61741 ELC/5H Sylvania
ROBE | Hip-Hop | 64659 ELC/10H Osram | 13163/10H ELC/10H Philips | 61743 ELC/10H Sylvania
ROBE | Scan 1200 XT | HMI 1200/DXS Osram | CSR 1200/DE GE Lighting | MSI 1200 Philips | BA 1200/DE Sylvania
ROBE | Scan 1200 XT | EMH 1200/DE/60 Osram
ROBE | Scan 250 XT | HSD 250/60 Osram | HSD 250/80 Osram | HSD 250/UL/75 Osram | EMH 250/SE/80 Osram
ROBE | Scan 250 XT | CSD 250/2/SE GE Lighting | MSD 250 Philips | MSD 250/2 Philips | BA 250/SE/D Sylvania
ROBE | Scan 250 XT | BA 250/2/SE D8,5 Sylvania
ROBE | Scan 575 XT | HMI 575/DXS Osram | CSR 575/DE GE Lighting | MSI 575 Philips | BA 575/DE Sylvania
ROBE | Scan 575 XT | EMH 575/DE/60 Osram | EMH 575/DE/75 Osram | MSI 575/2 Philips
ROBERT JULIAT | Alex | 64777 CP/92 Osram | 88506 CP/92 GE Lighting | 6975Z CP/92 Philips
ROBERT JULIAT | Alex | 64796 CP/91 Osram | 30415 CP/91 GE Lighting | 6894Y CP/91 Philips
ROBERT JULIAT | Aramis | HMI 2500/S XS Osram
ROBERT JULIAT | ARC Decoupes 510 | HQI TS 1000/D/S Osram
ROBERT JULIAT | ARC Decoupes 513 | HQI TS 1000/D/S Osram
ROBERT JULIAT | ARC Decoupes 514 | HQI TS 1000/D/S Osram
ROBERT JULIAT | ARC Decoupes 530 | HQI TS 2000/D/S Osram
ROBERT JULIAT | ARC Decoupes 533 | HQI TS 2000/D/S Osram
ROBERT JULIAT | ARC Decoupes 534 | HQI TS 2000/D/S Osram
ROBERT JULIAT | ARC Fresnel 320 | HQI TS 2000/D/S Osram
ROBERT JULIAT | ARC Fresnel 321 | HQI TS 1000/D/S Osram
ROBERT JULIAT | Athos | HMI 1200/SEL XS Osram | CSR 1200/SE/HR GE Lighting | MSR 1200/HR Philips | BA 1200/SE/HR Sylvania
ROBERT JULIAT | Buxie | HSD 575/72 Osram | HSD 575/UL/75 Osram | MSD 575 Philips | BA 575/SE/D Sylvania
ROBERT JULIAT | Buxie | HSR 575/60 Osram | BA 575/SE/NHR Sylvania
ROBERT JULIAT | Buxie | HSR 575/72 Osram | CSR 575/2/T/SE GE Lighting | MSR 575/2 Philips | BA 575/2/SE/NHR 7.2 Sylvania
ROBERT JULIAT | Buxie | EMH 575/SE/75 Osram | BA 575/2/SE/NHR 8.5 Sylvania
ROBERT JULIAT | Cricket 1116 | 64747 CP/71 Osram | 39655 CP/40 GE Lighting | 6995Z CP/71 Philips
ROBERT JULIAT | Cricket 1116 | 64756 CP/93 Osram | 30384 CP/93 GE Lighting
ROBERT JULIAT | Cricket 1116 A | 64745 CP/70 Osram | 39241 CP/70 GE Lighting | 6995P CP/70 Philips
ROBERT JULIAT | Cricket 1116 A | 64744 T/19 Osram | 39657 T/19 GE Lighting | 6996P T/19 Philips
ROBERT JULIAT | Cyrano | HMI 2500/S XS Osram
ROBERT JULIAT | D´artagnan | HMI 2500/SE XS Osram | CSR 2500/SE/HR GE Lighting | MSR 2500/HR Philips | BA 2500/SE/HR Sylvania
ROBERT JULIAT | Figaro | CDM-T 250/830 G12 Philips | CDM-T 250/942 G12 Philips
ROBERT JULIAT | Ginger | 64777 CP/92 Osram | 88506 CP/92 GE Lighting | 6975Z CP/92 Philips
ROBERT JULIAT | Ginger | 64796 CP/91 Osram | 30415 CP/91 GE Lighting | 6894Y CP/91 Philips
ROBERT JULIAT | Heloise | HMI 2500/SE XS Osram | CSR 2500/SE/HR GE Lighting | MSR 2500/HR Philips | BA 2500/SE/HR Sylvania
ROBERT JULIAT | Ivanhoe | HMI 2500/SE XS Osram | CSR 2500/SE/HR GE Lighting | MSR 2500/HR Philips | BA 2500/SE/HR Sylvania
ROBERT JULIAT | Korrigan | HMI 1200/DXS Osram | CSR 1200/DE GE Lighting | MSI 1200 Philips | BA 1200/DE Sylvania
ROBERT JULIAT | Korrigan | EMH 1200/DE/60 Osram
ROBERT JULIAT | Lancelot | HTI 4000/DE Osram
ROBERT JULIAT | Le Cin´k 312 LF | HSD 1200/60 Osram | MSD 1200 Philips | CSR 1200/2/SE GE Lighting | BA 1200/SE/NHR Sylvania
ROBERT JULIAT | Le Cin´k 312 LF | HSR 1200/60 Osram | MSR 1200 Philips | MSR 1200/2 Philips
ROBERT JULIAT | Le Cin´k 325 LF | 64796 CP/91 Osram | 30415 CP/91 GE Lighting | 6894Y CP/91 Philips
ROBERT JULIAT | Le Cin´k 326 LFV | HMI 2500/SE XS Osram | CSR 2500/SE/HR GE Lighting | MSR 2500/HR Philips | BA 2500/SE/HR Sylvania
ROBERT JULIAT | Le Cin´k 350 LF | 64805 CP/85 Osram | 30505 CP/29 GE Lighting | 6963Z CP/85 Philips
ROBERT JULIAT | Le Cin´k 350 LFV | 64805 CP/85 Osram | 30505 CP/29 GE Lighting | 6963Z CP/85 Philips
ROBERT JULIAT | Lucy | HMI 1200/DXS Osram | CSR 1200/DE GE Lighting | MSI 1200 Philips | BA 1200/DE Sylvania
ROBERT JULIAT | Lucy | EMH 1200/DE/60 Osram
ROBERT JULIAT | Lutin 306L | 64745 CP/70 Osram | 39241 CP/70 GE Lighting | 6995P CP/70 Philips
ROBERT JULIAT | Lutin 306L | 64744 T/19 Osram | 39657 T/19 GE Lighting | 6996P T/19 Philips
ROBERT JULIAT | Manon | HSD 1200/60 Osram | MSD 1200 Philips | CSR 1200/2/SE GE Lighting | BA 1200/SE/NHR Sylvania
ROBERT JULIAT | Manon | HSR 1200/60 Osram | MSR 1200 Philips | MSR 1200/2 Philips
ROBERT JULIAT | Margot | 64777 CP/92 Osram | 88506 CP/92 GE Lighting | 6975Z CP/92 Philips
ROBERT JULIAT | Margot | 64796 CP/91 Osram | 30415 CP/91 GE Lighting | 6894Y CP/91 Philips
ROBERT JULIAT | Pixie | HMI 575/DXS Osram | CSR 575/DE GE Lighting | MSI 575 Philips | BA 575/DE Sylvania
ROBERT JULIAT | Pixie | EMH 575/DE/60 Osram | EMH 575/DE/75 Osram | MSI 575/2 Philips
ROBERT JULIAT | Serie 300/306 | 64720 CP/23 Osram | 72680 CP/23 GE Lighting | 6993P CP/23 Philips
ROBERT JULIAT | Serie 300/306 | 64719 T/12 Osram | 39661 T/12 GE Lighting | 6998P T/12 Philips
ROBERT JULIAT | Serie 300/306 | 64745 CP/70 Osram | 39241 CP/70 GE Lighting | 6995P CP/70 Philips
ROBERT JULIAT | Serie 300/306 | 64744 T/19 Osram | 39657 T/19 GE Lighting | 6996P T/19 Philips
ROBERT JULIAT | Serie 300/310 | 64745 CP/70 Osram | 39241 CP/70 GE Lighting | 6995P CP/70 Philips
ROBERT JULIAT | Serie 300/310 | 64744 T/19 Osram | 39657 T/19 GE Lighting | 6996P T/19 Philips
ROBERT JULIAT | Serie 300/310 | 64754 CP/90 Osram | 39724 CP/90 GE Lighting | 6895P CP/90 Philips
ROBERT JULIAT | Serie 300/310 | 64752 T/29 Osram | 39723 T/29 GE Lighting | 6897P T/29 Philips
ROBERT JULIAT | Serie 300/325 | 64777 CP/92 Osram | 88506 CP/92 GE Lighting | 6975Z CP/92 Philips
ROBERT JULIAT | Serie 300/325 | 64796 CP/91 Osram | 30415 CP/91 GE Lighting | 6894Y CP/91 Philips
ROBERT JULIAT | Serie 300/329 | 64777 CP/92 Osram | 88506 CP/92 GE Lighting | 6975Z CP/92 Philips
ROBERT JULIAT | Serie 300/329 | 64796 CP/91 Osram | 30415 CP/91 GE Lighting | 6894Y CP/91 Philips
ROBERT JULIAT | Serie 600 SX | 64745 CP/70 Osram | 39241 CP/70 GE Lighting | 6995P CP/70 Philips
ROBERT JULIAT | Serie 600 SX | 64744 T/19 Osram | 39657 T/19 GE Lighting | 6996P T/19 Philips
ROBERT JULIAT | Serie 600 SX | 64754 CP/90 Osram | 39724 CP/90 GE Lighting | 6895P CP/90 Philips
ROBERT JULIAT | Serie 600 SX | 64752 T/29 Osram | 39723 T/29 GE Lighting | 6897P T/29 Philips
ROBERT JULIAT | Serie 700 SX | 64788 CP/72 Osram | 20309 CP/43 GE Lighting | 6994P CP/72 Philips
ROBERT JULIAT | Serie 700 SX2 | 64777 CP/92 Osram | 88506 CP/92 GE Lighting | 6975Z CP/92 Philips
ROBERT JULIAT | Serie 700 SX2 | 64796 CP/91 Osram | 30415 CP/91 GE Lighting | 6894Y CP/91 Philips
ROBERT JULIAT | Super Korrigan | HMI 1200/DXS Osram | CSR 1200/DE GE Lighting | MSI 1200 Philips | BA 1200/DE Sylvania
ROBERT JULIAT | Super Korrigan | EMH 1200/DE/60 Osram
ROBERT JULIAT | Topaze | HSD 1200/60 Osram | MSD 1200 Philips | CSR 1200/2/SE GE Lighting | BA 1200/SE/NHR Sylvania
ROBERT JULIAT | Topaze | HSR 1200/60 Osram | MSR 1200 Philips | MSR 1200/2 Philips
ROBERT JULIAT | Quincy | HSD 575/72 Osram | HSD 575/UL/75 Osram | MSD 575 Philips | BA 575/SE/D Sylvania
ROBERT JULIAT | Quincy | HSR 575/60 Osram | BA 575/SE/NHR Sylvania
ROBERT JULIAT | Quincy | HSR 575/72 Osram | CSR 575/2/T/SE GE Lighting | MSR 575/2 Philips | BA 575/2/SE/NHR 7.2 Sylvania
ROBERT JULIAT | Quincy | EMH 575/SE/75 Osram | BA 575/2/SE/NHR 8.5 Sylvania
SELECON | 1200 Condensor | 64745 CP/70 Osram | 39241 CP/70 GE Lighting | 6995P CP/70 Philips
SELECON | 1200 Condensor | 64744 T/19 Osram | 39657 T/19 GE Lighting | 6996P T/19 Philips
SELECON | 1200 Condensor | 64754 CP/90 Osram | 39724 CP/90 GE Lighting | 6895P CP/90 Philips
SELECON | 1200 Condensor | 64752 T/29 Osram | 39723 T/29 GE Lighting | 6897P T/29 Philips
SELECON | 1200 Zoomspot | 64745 CP/70 Osram | 39241 CP/70 GE Lighting | 6995P CP/70 Philips
SELECON | 1200 Zoomspot | 64744 T/19 Osram | 39657 T/19 GE Lighting | 6996P T/19 Philips
SELECON | 1200 Zoomspot | 64754 CP/90 Osram | 39724 CP/90 GE Lighting | 6895P CP/90 Philips
SELECON | 1200 Zoomspot | 64752 T/29 Osram | 39723 T/29 GE Lighting | 6897P T/29 Philips
SELECON | Acclaim Axial Zoomspot 600 | 64716 GKV Osram | 39739 GKV GE Lighting | 6986P GKV Philips
SELECON | Acclaim Condensor | 64717 CP/89 Osram | 39640 CP/89 GE Lighting | 6638P CP/89 Philips
SELECON | Acclaim Condensor | 64670 T/25 Osram | 39455 T/25 GE Lighting | 6820P T/25 Philips
SELECON | Acclaim Condensor | 64674 CP/82 Osram | 39624 CP/82 GE Lighting | 6873P CP/82 Philips
SELECON | Acclaim Condensor | 64672 M/40 Osram | 39621 M/40 GE Lighting | 6877P M/40 Philips | 61733 M/40 Sylvania
SELECON | Acclaim Condensor | 64718 T/27 Osram | 39636 T/26 GE Lighting | 39456 T/27 GE Lighting | 6823P T/27 Philips
SELECON | Acclaim Cyc | 64702 Haloline Osram | 230V/500W R7s Plusline S Philips | 21621 Halostab Sylvania
SELECON | Acclaim Cyc | 64701 Haloline Osram | 230V/300W R7s Plusline S Philips | 21653 Halostab Sylvania
SELECON | Acclaim Cyc | 64698 Haloline Osram | 230V/200W R7s Plusline S Philips | 21551 Halostab Sylvania
SELECON | Acclaim Flood | 64702 Haloline Osram | 230V/500W R7s Plusline S Philips | 21621 Halostab Sylvania
SELECON | Acclaim Flood | 64701 Haloline Osram | 230V/300W R7s Plusline S Philips | 21653 Halostab Sylvania
SELECON | Acclaim Flood | 64698 Haloline Osram | 230V/200W R7s Plusline S Philips | 21551 Halostab Sylvania
SELECON | Acclaim Fresnel | 64717 CP/89 Osram | 39640 CP/89 GE Lighting | 6638P CP/89 Philips
SELECON | Acclaim Fresnel | 64670 T/25 Osram | 39455 T/25 GE Lighting | 6820P T/25 Philips
SELECON | Acclaim Fresnel | 64674 CP/82 Osram | 39624 CP/82 GE Lighting | 6873P CP/82 Philips
SELECON | Acclaim Fresnel | 64672 M/40 Osram | 39621 M/40 GE Lighting | 6877P M/40 Philips | 61733 M/40 Sylvania
SELECON | Acclaim Fresnel | 64718 T/27 Osram | 39636 T/26 GE Lighting | 39456 T/27 GE Lighting | 6823P T/27 Philips
SELECON | Acclaim PC | 64717 CP/89 Osram | 39640 CP/89 GE Lighting | 6638P CP/89 Philips
SELECON | Acclaim PC | 64670 T/25 Osram | 39455 T/25 GE Lighting | 6820P T/25 Philips
SELECON | Acclaim PC | 64674 CP/82 Osram | 39624 CP/82 GE Lighting | 6873P CP/82 Philips
SELECON | Acclaim PC | 64672 M/40 Osram | 39621 M/40 GE Lighting | 6877P M/40 Philips | 61733 M/40 Sylvania
SELECON | Acclaim PC | 64718 T/27 Osram | 39636 T/26 GE Lighting | 39456 T/27 GE Lighting | 6823P T/27 Philips
SELECON | Acclaim Zoomspot 500/650 | 64717 CP/89 Osram | 39640 CP/89 GE Lighting | 6638P CP/89 Philips
SELECON | Acclaim Zoomspot 500/650 | 64670 T/25 Osram | 39455 T/25 GE Lighting | 6820P T/25 Philips
SELECON | Acclaim Zoomspot 500/650 | 64674 CP/82 Osram | 39624 CP/82 GE Lighting | 6873P CP/82 Philips
SELECON | Acclaim Zoomspot 500/650 | 64672 M/40 Osram | 39621 M/40 GE Lighting | 6877P M/40 Philips | 61733 M/40 Sylvania
SELECON | Acclaim Zoomspot 500/650 | 64718 T/27 Osram | 39636 T/26 GE Lighting | 39456 T/27 GE Lighting | 6823P T/27 Philips
SELECON | Arena High Perf. Fresnel | 64788 CP/72 Osram | 20309 CP/43 GE Lighting | 6994P CP/72 Philips
SELECON | Arena High Perf. Fresnel | 64777 CP/92 Osram | 88506 CP/92 GE Lighting | 6975Z CP/92 Philips
SELECON | Arena High Perf. Fresnel | 64796 CP/91 Osram | 30415 CP/91 GE Lighting | 6894Y CP/91 Philips
SELECON | Arena PC | 64788 CP/72 Osram | 20309 CP/43 GE Lighting | 6994P CP/72 Philips
SELECON | Arena PC | 64777 CP/92 Osram | 88506 CP/92 GE Lighting | 6975Z CP/92 Philips
SELECON | Arena PC | 64796 CP/91 Osram | 30415 CP/91 GE Lighting | 6894Y CP/91 Philips
SELECON | Arena Theatre Fresnel | 64788 CP/72 Osram | 20309 CP/43 GE Lighting | 6994P CP/72 Philips
SELECON | Arena Theatre Fresnel | 64777 CP/92 Osram | 88506 CP/92 GE Lighting | 6975Z CP/92 Philips
SELECON | Arena Theatre Fresnel | 64796 CP/91 Osram | 30415 CP/91 GE Lighting | 6894Y CP/91 Philips
SELECON | Arena Zoomspot | 64788 CP/72 Osram | 20309 CP/43 GE Lighting | 6994P CP/72 Philips
SELECON | Arena Zoomspot | 64777 CP/92 Osram | 88506 CP/92 GE Lighting | 6975Z CP/92 Philips
SELECON | Arena Zoomspot | 64796 CP/91 Osram | 30415 CP/91 GE Lighting | 6894Y CP/91 Philips
SELECON | Aurora Cyc | 64751 P2/12 Osram | 19695 P2/12 GE Lighting | 6358R P2/12 Philips
SELECON | Aurora Cyc | 64741 EKM Osram | 20249 EKM GE Lighting | 13989R EKM Philips
SELECON | Aurora Cyc | 64740 Haloline Osram | 21625 Halostab Sylvania | 230V/1000W R7s Plusline L Philips
SELECON | Aurora Flood | 64751 P2/12 Osram | 19695 P2/12 GE Lighting | 6358R P2/12 Philips
SELECON | Aurora Flood | 64741 EKM Osram | 20249 EKM GE Lighting | 13989R EKM Philips
SELECON | Aurora Flood | 64740 Haloline Osram | 21625 Halostab Sylvania | 230V/1000W R7s Plusline L Philips
SELECON | Aurora Groundrow | 64751 P2/12 Osram | 19695 P2/12 GE Lighting | 6358R P2/12 Philips
SELECON | Aurora Groundrow | 64741 EKM Osram | 20249 EKM GE Lighting | 13989R EKM Philips
SELECON | Aurora Groundrow | 64740 Haloline Osram | 21625 Halostab Sylvania | 230V/1000W R7s Plusline L Philips
SELECON | Chorus 1200 Halogen | 64745 CP/70 Osram | 39241 CP/70 GE Lighting | 6995P CP/70 Philips
SELECON | Chorus 1200 Halogen | 64744 T/19 Osram | 39657 T/19 GE Lighting | 6996P T/19 Philips
SELECON | Chorus 1200 Halogen | 64754 CP/90 Osram | 39724 CP/90 GE Lighting | 6895P CP/90 Philips
SELECON | Chorus 1200 Halogen | 64752 T/29 Osram | 39723 T/29 GE Lighting | 6897P T/29 Philips
SELECON | Compact Fresnel | 64745 CP/70 Osram | 39241 CP/70 GE Lighting | 6995P CP/70 Philips
SELECON | Compact Fresnel | 64744 T/19 Osram | 39657 T/19 GE Lighting | 6996P T/19 Philips
SELECON | Compact Fresnel | 64754 CP/90 Osram | 39724 CP/90 GE Lighting | 6895P CP/90 Philips
SELECON | Compact Fresnel | 64752 T/29 Osram | 39723 T/29 GE Lighting | 6897P T/29 Philips
SELECON | Compact PC | 64745 CP/70 Osram | 39241 CP/70 GE Lighting | 6995P CP/70 Philips
SELECON | Compact PC | 64744 T/19 Osram | 39657 T/19 GE Lighting | 6996P T/19 Philips
SELECON | Compact PC | 64754 CP/90 Osram | 39724 CP/90 GE Lighting | 6895P CP/90 Philips
SELECON | Compact PC | 64752 T/29 Osram | 39723 T/29 GE Lighting | 6897P T/29 Philips
SELECON | High Perf. Fresnel | 64745 CP/70 Osram | 39241 CP/70 GE Lighting | 6995P CP/70 Philips
SELECON | High Perf. Fresnel | 64744 T/19 Osram | 39657 T/19 GE Lighting | 6996P T/19 Philips
SELECON | High Perf. Fresnel | 64754 CP/90 Osram | 39724 CP/90 GE Lighting | 6895P CP/90 Philips
SELECON | High Perf. Fresnel | 64752 T/29 Osram | 39723 T/29 GE Lighting | 6897P T/29 Philips
SELECON | High Perf. PC 1200 | 64752 T/29 Osram | 39723 T/29 GE Lighting | 6897P T/29 Philips
SELECON | High Perf. PC 1201 | 64754 CP/90 Osram | 39724 CP/90 GE Lighting | 6895P CP/90 Philips
SELECON | High Perf. PC 1202 | 64744 T/19 Osram | 39657 T/19 GE Lighting | 6996P T/19 Philips
SELECON | High Perf. PC 1203 | 64745 CP/70 Osram | 39241 CP/70 GE Lighting | 6995P CP/70 Philips
SELECON | Hui Cyc/Groundrow | 64696 Haloline Osram | 230V/150W R7s Plusline S Philips | 21547 Halostab Sylvania
SELECON | Hui Cyc/Groundrow | 64698 Haloline Osram | 230V/200W R7s Plusline S Philips | 21551 Halostab Sylvania
SELECON | Hui Cyc/Groundrow | 64701 Haloline Osram | 230V/300W R7s Plusline S Philips | 21653 Halostab Sylvania
SELECON | Hui Cyc/Groundrow | 64702 Haloline Osram | 230V/500W R7s Plusline S Philips | 21621 Halostab Sylvania
SELECON | Hui Cyc/Groundrow | 23760 EME P2/11 GE Lighting | 13477R EME P2/11 Philips | 9060822 EME P2/11 Sylvania
SELECON | Hui Flood | 64696 Haloline Osram | 230V/150W R7s Plusline S Philips | 21547 Halostab Sylvania
SELECON | Hui Flood | 64698 Haloline Osram | 230V/200W R7s Plusline S Philips | 21551 Halostab Sylvania
SELECON | Hui Flood | 64701 Haloline Osram | 230V/300W R7s Plusline S Philips | 21653 Halostab Sylvania
SELECON | Hui Flood | 64702 Haloline Osram | 230V/500W R7s Plusline S Philips | 21621 Halostab Sylvania
SELECON | Hui Flood | 23760 EME P2/11 GE Lighting | 13477R EME P2/11 Philips | 9060822 EME P2/11 Sylvania
SELECON | Lui Cyc/Groundrow | 64741 EKM Osram | 20249 EKM GE Lighting | 13989R EKM Philips
SELECON | Lui Cyc/Groundrow | 64740 Haloline Osram | 21625 Halostab Sylvania | 230V/1000W R7s Plusline L Philips
SELECON | Lui Flood | 64741 EKM Osram | 20249 EKM GE Lighting | 13989R EKM Philips
SELECON | Lui Flood | 64740 Haloline Osram | 21625 Halostab Sylvania | 230V/1000W R7s Plusline L Philips
SELECON | Pacific 12°-28° Zoomspot | 64716 GKV Osram | 39739 GKV GE Lighting | 6986P GKV Philips
SELECON | Pacific 12°-28° Zoomspot | 64678 Osram | 39753 HX800 GE Lighting | 6982P Philips
SELECON | Pacific 12°-28° Zoomspot | 64748XS Osram | 6995 I/BP Philips
SELECON | Pacific 12°-28° Zoomspot | 64756 CP/93 Osram | 30384 CP/93 GE Lighting
SELECON | Pacific 14°-35° Zoomspot | 64716 GKV Osram | 39739 GKV GE Lighting | 6986P GKV Philips
SELECON | Pacific 14°-35° Zoomspot | 64678 Osram | 39753 HX800 GE Lighting | 6982P Philips
SELECON | Pacific 14°-35° Zoomspot | 64748XS Osram | 6995 I/BP Philips
SELECON | Pacific 14°-35° Zoomspot | 64756 CP/93 Osram | 30384 CP/93 GE Lighting
SELECON | Pacific 23°-50° Zoomspot | 64716 GKV Osram | 39739 GKV GE Lighting | 6986P GKV Philips
SELECON | Pacific 23°-50° Zoomspot | 64678 Osram | 39753 HX800 GE Lighting | 6982P Philips
SELECON | Pacific 23°-50° Zoomspot | 64748XS Osram | 6995 I/BP Philips
SELECON | Pacific 23°-50° Zoomspot | 64756 CP/93 Osram | 30384 CP/93 GE Lighting
SELECON | Pacific 45°-75° Zoomspot | 64716 GKV Osram | 39739 GKV GE Lighting | 6986P GKV Philips
SELECON | Pacific 45°-75° Zoomspot | 64678 Osram | 39753 HX800 GE Lighting | 6982P Philips
SELECON | Pacific 45°-75° Zoomspot | 64748XS Osram | 6995 I/BP Philips
SELECON | Pacific 45°-75° Zoomspot | 64756 CP/93 Osram | 30384 CP/93 GE Lighting
SELECON | Pacific 5° HE Festbrennweite | 64716 GKV Osram | 39739 GKV GE Lighting | 6986P GKV Philips
SELECON | Pacific 5° HE | 64678 Osram | 39753 HX800 GE Lighting | 6982P Philips
SELECON | Pacific 5,5°-13° VN Zoomspot | 64716 GKV Osram | 39739 GKV GE Lighting | 6986P GKV Philips
SELECON | Pacific 5,5°-13° VN Zoomspot | 64678 Osram | 39753 HX800 GE Lighting | 6982P Philips
SELECON | Pacific 5,5°-13° VN Zoomspot | 64748XS Osram | 6995 I/BP Philips
SELECON | Pacific 80V 1200W | 93723 CP/110 Osram | 91580 CP/110 OC1200 GE Lighting | 6980Z CP/110 Philips
SELECON | Pacific Blue | 64716 GKV Osram | 39739 GKV GE Lighting | 6986P GKV Philips
SELECON | Pacific CST 250 | CST 250/HR Philips | MSR 250/HR Philips
SELECON | Pacific Grey | HSD 575/72 Osram | HSD 575/UL/75 Osram | MSD 575 Philips | BA 575/SE/D Sylvania
SELECON | Pacific Grey | HSR 575/60 Osram | BA 575/SE/NHR Sylvania
SELECON | Pacific Grey | HSR 575/72 Osram | CSR 575/2/T/SE GE Lighting | MSR 575/2 Philips | BA 575/2/SE/NHR 7.2 Sylvania
SELECON | Pacific Grey | EMH 575/SE/75 Osram | BA 575/2/SE/NHR 8.5 Sylvania
SELECON | Pacific Festbrennweite | 64716 GKV Osram | 39739 GKV GE Lighting | 6986P GKV Philips
SELECON | Pacific Festbrennweite | 64678 Osram | 39753 HX800 GE Lighting | 6982P Philips
SELECON | Pacific Festbrennweite | 64748XS Osram | 6995 I/BP Philips
SELECON | Pacific Festbrennweite | 64756 CP/93 Osram | 30384 CP/93 GE Lighting
SELECON | Pacific Followspot | 64716 GKV Osram | 39739 GKV GE Lighting | 6986P GKV Philips
SELECON | Pacific Followspot | 64678 Osram | 39753 HX800 GE Lighting | 6982P Philips
SELECON | Pacific Followspot | 64748XS Osram | 6995 I/BP Philips
SELECON | Pacific Followspot | 64756 CP/93 Osram | 30384 CP/93 GE Lighting
SELECON | Pacific Followspot | HSD 1200/60 Osram | MSD 1200 Philips | CSR 1200/2/SE GE Lighting | BA 1200/SE/NHR Sylvania
SELECON | Pacific Followspot | HSR 1200/60 Osram | MSR 1200 Philips | MSR 1200/2 Philips
SELECON | Pacific MSR | HMI 575/SEL XS Osram | CSR 575/SE/HR GE Lighting | MSR 575/HR Philips | BA 575/SE/HR Sylvania
SELECON | Performer 1200 MSR | HSD 1200/60 Osram | MSD 1200 Philips | CSR 1200/2/SE GE Lighting | BA 1200/SE/NHR Sylvania
SELECON | Performer 1200 MSR | HSR 1200/60 Osram | MSR 1200 Philips | MSR 1200/2 Philips
SELECON | Performer Halogen 2500 | 64777 CP/92 Osram | 88506 CP/92 GE Lighting | 6975Z CP/92 Philips
SELECON | Performer Halogen 2500 | 64796 CP/91 Osram | 30415 CP/91 GE Lighting | 6894Y CP/91 Philips
SELECON | Rama 150 Fresnel | 64745 CP/70 Osram | 39241 CP/70 GE Lighting | 6995P CP/70 Philips
SELECON | Rama 150 Fresnel | 64744 T/19 Osram | 39657 T/19 GE Lighting | 6996P T/19 Philips
SELECON | Rama 150 Fresnel | 64754 CP/90 Osram | 39724 CP/90 GE Lighting | 6895P CP/90 Philips
SELECON | Rama 150 Fresnel | 64752 T/29 Osram | 39723 T/29 GE Lighting | 6897P T/29 Philips
SELECON | Rama 150 PC | 64745 CP/70 Osram | 39241 CP/70 GE Lighting | 6995P CP/70 Philips
SELECON | Rama 150 PC | 64744 T/19 Osram | 39657 T/19 GE Lighting | 6996P T/19 Philips
SELECON | Rama 150 PC | 64754 CP/90 Osram | 39724 CP/90 GE Lighting | 6895P CP/90 Philips
SELECON | Rama 150 PC | 64752 T/29 Osram | 39723 T/29 GE Lighting | 6897P T/29 Philips
SELECON | Rama 175 HP Fresnel | 64745 CP/70 Osram | 39241 CP/70 GE Lighting | 6995P CP/70 Philips
SELECON | Rama 175 HP Fresnel | 64744 T/19 Osram | 39657 T/19 GE Lighting | 6996P T/19 Philips
SELECON | Rama 175 HP Fresnel | 64754 CP/90 Osram | 39724 CP/90 GE Lighting | 6895P CP/90 Philips
SELECON | Rama 175 HP Fresnel | 64752 T/29 Osram | 39723 T/29 GE Lighting | 6897P T/29 Philips
SELECON | Rama 175 HP PC | 64745 CP/70 Osram | 39241 CP/70 GE Lighting | 6995P CP/70 Philips
SELECON | Rama 175 HP PC | 64744 T/19 Osram | 39657 T/19 GE Lighting | 6996P T/19 Philips
SELECON | Rama 175 HP PC | 64754 CP/90 Osram | 39724 CP/90 GE Lighting | 6895P CP/90 Philips
SELECON | Rama 175 HP PC | 64752 T/29 Osram | 39723 T/29 GE Lighting | 6897P T/29 Philips
SELECON | Rua | MSR GOLD 1200 FastFit Philips
SELECON | Tahi | MSR GOLD 1200 FastFit Philips
SELECON | Toru | MSR GOLD 1200 FastFit Philips
SGM | Flasher DMX 1,5 | XP 1500 Sylvania
SGM | Galileo 1200 II | HMI 575/DXS Osram | CSR 575/DE GE Lighting | MSI 575 Philips | BA 575/DE Sylvania
SGM | Galileo 1200 II | EMH 575/DE/60 Osram | EMH 575/DE/75 Osram | MSI 575/2 Philips
SGM | Galileo 1200 II | HMI 1200/DXS Osram | CSR 1200/DE GE Lighting | MSI 1200 Philips | BA 1200/DE Sylvania
SGM | Galileo 1200 II | EMH 1200/DE/60 Osram
SGM | Galileo 1200 IV | HMI 1200/DXS Osram | CSR 1200/DE GE Lighting | MSI 1200 Philips | BA 1200/DE Sylvania
SGM | Galileo 1200 IV | EMH 1200/DE/60 Osram
SGM | Giotto Beam 1500 | MSR GOLD 1200 FastFit Philips | MSR GOLD 1500 FastFit Philips | HTI 1500/60/P50 Osram
SGM | Giotto Digital 1500 | MSR GOLD 1200 FastFit Philips | MSR GOLD 1500 FastFit Philips | HTI 1500/60/P50 Osram
SGM | Giotto Profile 1500 | MSR GOLD 1200 SA/SE FastFit
SGM | Giotto Profile 400 | HMI 400/SE Osram | CSR 400/SE/HR GE Lighting | MSR 400/HR Philips | BA 400/SE/HR Sylvania
SGM | Giotto Spot 1500 | MSR GOLD 1200 SA/SE FastFit
SGM | Giotto Spot 400 | HMI 400/SE Osram | CSR 400/SE/HR GE Lighting | MSR 400/HR Philips | BA 400/SE/HR Sylvania
SGM | Giotto Spot 400 CMY | HMI 400/SE Osram | CSR 400/SE/HR GE Lighting | MSR 400/HR Philips | BA 400/SE/HR Sylvania
SGM | Giotto Wash 1500 | MSR GOLD 1200 SA/SE FastFit
SGM | Giotto Wash 400 | HMI 400/SE Osram | CSR 400/SE/HR GE Lighting | MSR 400/HR Philips | BA 400/SE/HR Sylvania
SGM | Idea Color Changer 575 | HSD 575/72 Osram | HSD 575/UL/75 Osram | MSD 575 Philips | BA 575/SE/D Sylvania
SGM | Idea Color Changer 575 | HSR 575/60 Osram | BA 575/SE/NHR Sylvania
SGM | Idea Color Changer 575 | HSR 575/72 Osram | CSR 575/2/T/SE GE Lighting | MSR 575/2 Philips | BA 575/2/SE/NHR 7.2 Sylvania
SGM | Idea Color Changer 575 | EMH 575/SE/75 Osram | BA 575/2/SE/NHR 8.5 Sylvania
SGM | Idea Scanner 250 | HSD 250/60 Osram | HSD 250/80 Osram | HSD 250/UL/75 Osram | EMH 250/SE/80 Osram
SGM | Idea Scanner 250 | CSD 250/2/SE GE Lighting | MSD 250 Philips | MSD 250/2 Philips | BA 250/SE/D Sylvania
SGM | Idea Scanner 250 | BA 250/2/SE D8,5 Sylvania
SGM | Idea Spot 150 | HCI-T 150/NDL Osram | CMH 150/T/UVC/U/942/G12 GE | CDM-SA/T 150 Philips
SGM | Idea Spot 150 | HSD 150/70 Osram | MSD 150/2 Philips | BA 150/SE/T Sylvania
SGM | Idea Spot 250 | HSD 250/60 Osram | HSD 250/80 Osram | HSD 250/UL/75 Osram | EMH 250/SE/80 Osram
SGM | Idea Spot 250 | CSD 250/2/SE GE Lighting | MSD 250 Philips | MSD 250/2 Philips | BA 250/SE/D Sylvania
SGM | Idea Spot 250 | BA 250/2/SE D8,5 Sylvania
SGM | Idea Wash 250 | HSD 250/60 Osram | HSD 250/80 Osram | HSD 250/UL/75 Osram | EMH 250/SE/80 Osram
SGM | Idea Wash 250 | CSD 250/2/SE GE Lighting | MSD 250 Philips | MSD 250/2 Philips | BA 250/SE/D Sylvania
SGM | Idea Wash 250 | BA 250/2/SE D8,5 Sylvania
SGM | Newton 1200 | HMI 1200/DXS Osram | CSR 1200/DE GE Lighting | MSI 1200 Philips | BA 1200/DE Sylvania
SGM | Newton 1200 | EMH 1200/DE/60 Osram
SGM | Synthesis Spot 700 | HTI 700/SE/75 XS Osram | CSR 700/SA GE Lighting | MSR 700/SA Philips | BA 700/SE/SA Sylvania
SGM | Synthesis Wash 700 | HTI 700/SE/75 XS Osram | CSR 700/SA GE Lighting | MSR 700/SA Philips | BA 700/SE/SA Sylvania
SGM | Victory II 250 | 64657 HLX M/33 Osram | 34768 M/33 GE Lighting | 6958 M/33 Philips | 61465 M/33 Sylvania
SGM | Victory II 250 | 64655 HLX EHJ Osram | 14874 EHJ GE Lighting | 7748XHP EHJ Philips | 61367 EHJ Sylvania
SPOTLIGHT | Area 05 | 64662 M/38 Osram | 39785 M/38 GE Lighting | 6874P M/38 Philips
SPOTLIGHT | Area 05 | 64673 CP/81 Osram | 39780 CP/81 GE Lighting | 6872P CP/81 Philips
SPOTLIGHT | Area 05 | 64717 CP/89 Osram | 39640 CP/89 GE Lighting | 6638P CP/89 Philips
SPOTLIGHT | Area 05 | 64670 T/25 Osram | 39455 T/25 GE Lighting | 6820P T/25 Philips
SPOTLIGHT | Area 05 | 64674 CP/82 Osram | 39624 CP/82 GE Lighting | 6873P CP/82 Philips
SPOTLIGHT | Area 05 | 64672 M/40 Osram | 39621 M/40 GE Lighting | 6877P M/40 Philips | 61733 M/40 Sylvania
SPOTLIGHT | Area 05 | 64718 T/27 Osram | 39636 T/26 GE Lighting | 39456 T/27 GE Lighting | 6823P T/27 Philips
SPOTLIGHT | Area 12 | 64745 CP/70 Osram | 39241 CP/70 GE Lighting | 6995P CP/70 Philips
SPOTLIGHT | Area 12 | 64744 T/19 Osram | 39657 T/19 GE Lighting | 6996P T/19 Philips
SPOTLIGHT | Area 12 | 64754 CP/90 Osram | 39724 CP/90 GE Lighting | 6895P CP/90 Philips
SPOTLIGHT | Area 12 | 64752 T/29 Osram | 39723 T/29 GE Lighting | 6897P T/29 Philips
SPOTLIGHT | Area 25 | 64777 CP/92 Osram | 88506 CP/92 GE Lighting | 6975Z CP/92 Philips
SPOTLIGHT | Area 25 | 64796 CP/91 Osram | 30415 CP/91 GE Lighting | 6894Y CP/91 Philips
SPOTLIGHT | Area 25 | 64788 CP/72 Osram | 20309 CP/43 GE Lighting | 6994P CP/72 Philips
SPOTLIGHT | Area 250 CST | CST 250/HR Philips | MSR 250/HR Philips
SPOTLIGHT | Combi 05 F | 64662 M/38 Osram | 39785 M/38 GE Lighting | 6874P M/38 Philips
SPOTLIGHT | Combi 05 F | 64673 CP/81 Osram | 39780 CP/81 GE Lighting | 6872P CP/81 Philips
SPOTLIGHT | Combi 05 F | 64717 CP/89 Osram | 39640 CP/89 GE Lighting | 6638P CP/89 Philips
SPOTLIGHT | Combi 05 F | 64670 T/25 Osram | 39455 T/25 GE Lighting | 6820P T/25 Philips
SPOTLIGHT | Combi 05 F | 64674 CP/82 Osram | 39624 CP/82 GE Lighting | 6873P CP/82 Philips
SPOTLIGHT | Combi 05 F | 64672 M/40 Osram | 39621 M/40 GE Lighting | 6877P M/40 Philips | 61733 M/40 Sylvania
SPOTLIGHT | Combi 05 F | 64718 T/27 Osram | 39636 T/26 GE Lighting | 39456 T/27 GE Lighting | 6823P T/27 Philips
SPOTLIGHT | Combi 05 PC | 64662 M/38 Osram | 39785 M/38 GE Lighting | 6874P M/38 Philips
SPOTLIGHT | Combi 05 PC | 64673 CP/81 Osram | 39780 CP/81 GE Lighting | 6872P CP/81 Philips
SPOTLIGHT | Combi 05 PC | 64717 CP/89 Osram | 39640 CP/89 GE Lighting | 6638P CP/89 Philips
SPOTLIGHT | Combi 05 PC | 64670 T/25 Osram | 39455 T/25 GE Lighting | 6820P T/25 Philips
SPOTLIGHT | Combi 05 PC | 64674 CP/82 Osram | 39624 CP/82 GE Lighting | 6873P CP/82 Philips
SPOTLIGHT | Combi 05 PC | 64672 M/40 Osram | 39621 M/40 GE Lighting | 6877P M/40 Philips | 61733 M/40 Sylvania
SPOTLIGHT | Combi 05 PC | 64718 T/27 Osram | 39636 T/26 GE Lighting | 39456 T/27 GE Lighting | 6823P T/27 Philips
SPOTLIGHT | Combi 05 ZS | 64662 M/38 Osram | 39785 M/38 GE Lighting | 6874P M/38 Philips
SPOTLIGHT | Combi 05 ZS | 64673 CP/81 Osram | 39780 CP/81 GE Lighting | 6872P CP/81 Philips
SPOTLIGHT | Combi 05 ZS | 64717 CP/89 Osram | 39640 CP/89 GE Lighting | 6638P CP/89 Philips
SPOTLIGHT | Combi 05 ZS | 64670 T/25 Osram | 39455 T/25 GE Lighting | 6820P T/25 Philips
SPOTLIGHT | Combi 05 ZS | 64674 CP/82 Osram | 39624 CP/82 GE Lighting | 6873P CP/82 Philips
SPOTLIGHT | Combi 05 ZS | 64672 M/40 Osram | 39621 M/40 GE Lighting | 6877P M/40 Philips | 61733 M/40 Sylvania
SPOTLIGHT | Combi 05 ZS | 64718 T/27 Osram | 39636 T/26 GE Lighting | 39456 T/27 GE Lighting | 6823P T/27 Philips
SPOTLIGHT | Combi 05 ZW | 64662 M/38 Osram | 39785 M/38 GE Lighting | 6874P M/38 Philips
SPOTLIGHT | Combi 05 ZW | 64673 CP/81 Osram | 39780 CP/81 GE Lighting | 6872P CP/81 Philips
SPOTLIGHT | Combi 05 ZW | 64717 CP/89 Osram | 39640 CP/89 GE Lighting | 6638P CP/89 Philips
SPOTLIGHT | Combi 05 ZW | 64670 T/25 Osram | 39455 T/25 GE Lighting | 6820P T/25 Philips
SPOTLIGHT | Combi 05 ZW | 64674 CP/82 Osram | 39624 CP/82 GE Lighting | 6873P CP/82 Philips
SPOTLIGHT | Combi 05 ZW | 64672 M/40 Osram | 39621 M/40 GE Lighting | 6877P M/40 Philips | 61733 M/40 Sylvania
SPOTLIGHT | Combi 05 ZW | 64718 T/27 Osram | 39636 T/26 GE Lighting | 39456 T/27 GE Lighting | 6823P T/27 Philips
SPOTLIGHT | Combi 12 F | 64745 CP/70 Osram | 39241 CP/70 GE Lighting | 6995P CP/70 Philips
SPOTLIGHT | Combi 12 F | 64744 T/19 Osram | 39657 T/19 GE Lighting | 6996P T/19 Philips
SPOTLIGHT | Combi 12 F | 64754 CP/90 Osram | 39724 CP/90 GE Lighting | 6895P CP/90 Philips
SPOTLIGHT | Combi 12 F | 64752 T/29 Osram | 39723 T/29 GE Lighting | 6897P T/29 Philips
SPOTLIGHT | Combi 12 PC | 64745 CP/70 Osram | 39241 CP/70 GE Lighting | 6995P CP/70 Philips
SPOTLIGHT | Combi 12 PC | 64744 T/19 Osram | 39657 T/19 GE Lighting | 6996P T/19 Philips
SPOTLIGHT | Combi 12 PC | 64754 CP/90 Osram | 39724 CP/90 GE Lighting | 6895P CP/90 Philips
SPOTLIGHT | Combi 12 PC | 64752 T/29 Osram | 39723 T/29 GE Lighting | 6897P T/29 Philips
SPOTLIGHT | Combi 12 ZS | 64745 CP/70 Osram | 39241 CP/70 GE Lighting | 6995P CP/70 Philips
SPOTLIGHT | Combi 12 ZS | 64744 T/19 Osram | 39657 T/19 GE Lighting | 6996P T/19 Philips
SPOTLIGHT | Combi 12 ZS | 64754 CP/90 Osram | 39724 CP/90 GE Lighting | 6895P CP/90 Philips
SPOTLIGHT | Combi 12 ZS | 64752 T/29 Osram | 39723 T/29 GE Lighting | 6897P T/29 Philips
SPOTLIGHT | Combi 12 ZW | 64745 CP/70 Osram | 39241 CP/70 GE Lighting | 6995P CP/70 Philips
SPOTLIGHT | Combi 12 ZW | 64744 T/19 Osram | 39657 T/19 GE Lighting | 6996P T/19 Philips
SPOTLIGHT | Combi 12 ZW | 64754 CP/90 Osram | 39724 CP/90 GE Lighting | 6895P CP/90 Philips
SPOTLIGHT | Combi 12 ZW | 64752 T/29 Osram | 39723 T/29 GE Lighting | 6897P T/29 Philips
SPOTLIGHT | Combi 150 MCF | HCI-T 150/NDL Osram | CMH 150/T/UVC/U/942/G12 GE | CDM-SA/T 150 Philips
SPOTLIGHT | Combi 150 MCF | HSD 150/70 Osram | MSD 150/2 Philips | BA 150/SE/T Sylvania
SPOTLIGHT | Combi 25 F | 64777 CP/92 Osram | 88506 CP/92 GE Lighting | 6975Z CP/92 Philips
SPOTLIGHT | Combi 25 F | 64796 CP/91 Osram | 30415 CP/91 GE Lighting | 6894Y CP/91 Philips
SPOTLIGHT | Combi 25 F | 64788 CP/72 Osram | 20309 CP/43 GE Lighting | 6994P CP/72 Philips
SPOTLIGHT | Combi 25 PC | 64777 CP/92 Osram | 88506 CP/92 GE Lighting | 6975Z CP/92 Philips
SPOTLIGHT | Combi 25 PC | 64796 CP/91 Osram | 30415 CP/91 GE Lighting | 6894Y CP/91 Philips
SPOTLIGHT | Combi 25 PC | 64788 CP/72 Osram | 20309 CP/43 GE Lighting | 6994P CP/72 Philips
SPOTLIGHT | Combi 25 ZM | 64777 CP/92 Osram | 88506 CP/92 GE Lighting | 6975Z CP/92 Philips
SPOTLIGHT | Combi 25 ZM | 64796 CP/91 Osram | 30415 CP/91 GE Lighting | 6894Y CP/91 Philips
SPOTLIGHT | Combi 25 ZM | 64788 CP/72 Osram | 20309 CP/43 GE Lighting | 6994P CP/72 Philips
SPOTLIGHT | Combi 25 ZW | 64777 CP/92 Osram | 88506 CP/92 GE Lighting | 6975Z CP/92 Philips
SPOTLIGHT | Combi 25 ZW | 64796 CP/91 Osram | 30415 CP/91 GE Lighting | 6894Y CP/91 Philips
SPOTLIGHT | Combi 25 ZW | 64788 CP/72 Osram | 20309 CP/43 GE Lighting | 6994P CP/72 Philips
SPOTLIGHT | Combi 50 F | 64805 CP/85 Osram | 30505 CP/29 GE Lighting | 6963Z CP/85 Philips
SPOTLIGHT | Combi 50 PC | 64805 CP/85 Osram | 30505 CP/29 GE Lighting | 6963Z CP/85 Philips
SPOTLIGHT | DOM 1000 | 19697 P2/10 GE Lighting | 7775R/16 P2/10 Philips
SPOTLIGHT | DOM 1000 | 64751 P2/12 Osram | 19695 P2/12 GE Lighting | 6358R P2/12 Philips
SPOTLIGHT | DOM 1000 | 64741 EKM Osram | 20249 EKM GE Lighting | 13989R EKM Philips
SPOTLIGHT | DOM 1000 | 64740 Haloline Osram | 21625 Halostab Sylvania | 230V/1000W R7s Plusline L Philips
SPOTLIGHT | Evolution 12 DC ZS | HTI 1200/SE XS Osram | CSR 1200/SA GE Lighting | MSR 1200/SA Philips
SPOTLIGHT | Evolution 12 DC ZW | HTI 1200/SE XS Osram | CSR 1200/SA GE Lighting | MSR 1200/SA Philips
SPOTLIGHT | Evolution 12 H ZS | 64745 CP/70 Osram | 39241 CP/70 GE Lighting | 6995P CP/70 Philips
SPOTLIGHT | Evolution 12 H ZS | 64744 T/19 Osram | 39657 T/19 GE Lighting | 6996P T/19 Philips
SPOTLIGHT | Evolution 12 H ZS | 64754 CP/90 Osram | 39724 CP/90 GE Lighting | 6895P CP/90 Philips
SPOTLIGHT | Evolution 12 H ZS | 64752 T/29 Osram | 39723 T/29 GE Lighting | 6897P T/29 Philips
SPOTLIGHT | Evolution 12 H ZW | 64745 CP/70 Osram | 39241 CP/70 GE Lighting | 6995P CP/70 Philips
SPOTLIGHT | Evolution 12 H ZW | 64744 T/19 Osram | 39657 T/19 GE Lighting | 6996P T/19 Philips
SPOTLIGHT | Evolution 12 H ZW | 64754 CP/90 Osram | 39724 CP/90 GE Lighting | 6895P CP/90 Philips
SPOTLIGHT | Evolution 12 H ZW | 64752 T/29 Osram | 39723 T/29 GE Lighting | 6897P T/29 Philips
SPOTLIGHT | Evolution 25 DH ZS | HTI 2500/SE XS Osram
SPOTLIGHT | Evolution 25 DH ZW | HTI 2500/SE XS Osram
SPOTLIGHT | Evolution 25 H ZS | 64777 CP/92 Osram | 88506 CP/92 GE Lighting | 6975Z CP/92 Philips
SPOTLIGHT | Evolution 25 H ZS | 64796 CP/91 Osram | 30415 CP/91 GE Lighting | 6894Y CP/91 Philips
SPOTLIGHT | Evolution 25 H ZS | 64788 CP/72 Osram | 20309 CP/43 GE Lighting | 6994P CP/72 Philips
SPOTLIGHT | Evolution 25 H ZW | 64777 CP/92 Osram | 88506 CP/92 GE Lighting | 6975Z CP/92 Philips
SPOTLIGHT | Evolution 25 H ZW | 64796 CP/91 Osram | 30415 CP/91 GE Lighting | 6894Y CP/91 Philips
SPOTLIGHT | Evolution 25 H ZW | 64788 CP/72 Osram | 20309 CP/43 GE Lighting | 6994P CP/72 Philips
SPOTLIGHT | Figura 05 ZS | 64662 M/38 Osram | 39785 M/38 GE Lighting | 6874P M/38 Philips
SPOTLIGHT | Figura 05 ZS | 64673 CP/81 Osram | 39780 CP/81 GE Lighting | 6872P CP/81 Philips
SPOTLIGHT | Figura 05 ZS | 64717 CP/89 Osram | 39640 CP/89 GE Lighting | 6638P CP/89 Philips
SPOTLIGHT | Figura 05 ZS | 64670 T/25 Osram | 39455 T/25 GE Lighting | 6820P T/25 Philips
SPOTLIGHT | Figura 05 ZS | 64674 CP/82 Osram | 39624 CP/82 GE Lighting | 6873P CP/82 Philips
SPOTLIGHT | Figura 05 ZS | 64672 M/40 Osram | 39621 M/40 GE Lighting | 6877P M/40 Philips | 61733 M/40 Sylvania
SPOTLIGHT | Figura 05 ZS | 64718 T/27 Osram | 39636 T/26 GE Lighting | 39456 T/27 GE Lighting | 6823P T/27 Philips
SPOTLIGHT | Figura 05 ZW | 64662 M/38 Osram | 39785 M/38 GE Lighting | 6874P M/38 Philips
SPOTLIGHT | Figura 05 ZW | 64673 CP/81 Osram | 39780 CP/81 GE Lighting | 6872P CP/81 Philips
SPOTLIGHT | Figura 05 ZW | 64717 CP/89 Osram | 39640 CP/89 GE Lighting | 6638P CP/89 Philips
SPOTLIGHT | Figura 05 ZW | 64670 T/25 Osram | 39455 T/25 GE Lighting | 6820P T/25 Philips
SPOTLIGHT | Figura 05 ZW | 64674 CP/82 Osram | 39624 CP/82 GE Lighting | 6873P CP/82 Philips
SPOTLIGHT | Figura 05 ZW | 64672 M/40 Osram | 39621 M/40 GE Lighting | 6877P M/40 Philips | 61733 M/40 Sylvania
SPOTLIGHT | Figura 05 ZW | 64718 T/27 Osram | 39636 T/26 GE Lighting | 39456 T/27 GE Lighting | 6823P T/27 Philips
SPOTLIGHT | Figura 12 ZS | 64745 CP/70 Osram | 39241 CP/70 GE Lighting | 6995P CP/70 Philips
SPOTLIGHT | Figura 12 ZS | 64744 T/19 Osram | 39657 T/19 GE Lighting | 6996P T/19 Philips
SPOTLIGHT | Figura 12 ZS | 64754 CP/90 Osram | 39724 CP/90 GE Lighting | 6895P CP/90 Philips
SPOTLIGHT | Figura 12 ZS | 64752 T/29 Osram | 39723 T/29 GE Lighting | 6897P T/29 Philips
SPOTLIGHT | Figura 12 ZW | 64745 CP/70 Osram | 39241 CP/70 GE Lighting | 6995P CP/70 Philips
SPOTLIGHT | Figura 12 ZW | 64744 T/19 Osram | 39657 T/19 GE Lighting | 6996P T/19 Philips
SPOTLIGHT | Figura 12 ZW | 64754 CP/90 Osram | 39724 CP/90 GE Lighting | 6895P CP/90 Philips
SPOTLIGHT | Figura 12 ZW | 64752 T/29 Osram | 39723 T/29 GE Lighting | 6897P T/29 Philips
SPOTLIGHT | Figura 25 ZS | 64777 CP/92 Osram | 88506 CP/92 GE Lighting | 6975Z CP/92 Philips
SPOTLIGHT | Figura 25 ZS | 64796 CP/91 Osram | 30415 CP/91 GE Lighting | 6894Y CP/91 Philips
SPOTLIGHT | Figura 25 ZS | 64788 CP/72 Osram | 20309 CP/43 GE Lighting | 6994P CP/72 Philips
SPOTLIGHT | Figura 25 ZW | 64777 CP/92 Osram | 88506 CP/92 GE Lighting | 6975Z CP/92 Philips
SPOTLIGHT | Figura 25 ZW | 64796 CP/91 Osram | 30415 CP/91 GE Lighting | 6894Y CP/91 Philips
SPOTLIGHT | Figura 25 ZW | 64788 CP/72 Osram | 20309 CP/43 GE Lighting | 6994P CP/72 Philips
SPOTLIGHT | Figura 250 CST | CST 250/HR Philips | MSR 250/HR Philips
SPOTLIGHT | FR 05 MSR | HMI 575/SEL XS Osram | CSR 575/SE/HR GE Lighting | MSR 575/HR Philips | BA 575/SE/HR Sylvania
SPOTLIGHT | FR 12 MSR | HMI 1200/SEL XS Osram | CSR 1200/SE/HR GE Lighting | MSR 1200/HR Philips | BA 1200/SE/HR Sylvania
SPOTLIGHT | FR 25 MSR | HMI 2500/SE XS Osram | CSR 2500/SE/HR GE Lighting | MSR 2500/HR Philips | BA 2500/SE/HR Sylvania
SPOTLIGHT | FR 40 MSR | HMI 4000/SE XS Osram | CSR 4000/SE/HR GE Lighting | MSR 4000/HR Philips | BA 4000/SE/HR Sylvania
SPOTLIGHT | Lucciola | 41830 SSP Osram | PAR 36 4515 GE Lighting
SPOTLIGHT | Maxilucciola BS35W | Brite Spot ES50 35W 0020272 Sylvania
SPOTLIGHT | MiniFresnel LW | 64640 HLX FCS Osram | 64642 HLX FDV Osram | 13598 FCS GE Lighting | 61374 FCS Sylvania
SPOTLIGHT | MiniFresnel LW | 14746 XHP Philips
SPOTLIGHT | MiniFresnel LW/CT | 64640 HLX FCS Osram | 64642 HLX FDV Osram | 13598 FCS GE Lighting | 61374 FCS Sylvania
SPOTLIGHT | MiniFresnel LW/CT | 14746 XHP Philips
SPOTLIGHT | MiniFresnel MC | HCI-T 150/NDL Osram | CMH 150/T/UVC/U/942/G12 GE | CDM-SA/T 150 Philips
SPOTLIGHT | MiniFresnel MC | HSD 150/70 Osram | MSD 150/2 Philips | BA 150/SE/T Sylvania
SPOTLIGHT | MiniFresnel MC/SBA | HCI-T 150/NDL Osram | CMH 150/T/UVC/U/942/G12 GE | CDM-SA/T 150 Philips
SPOTLIGHT | MiniFresnel MC/SBA | HSD 150/70 Osram | MSD 150/2 Philips | BA 150/SE/T Sylvania
SPOTLIGHT | MiniFresnel ME | HSD 200/60 Osram | MSD 200 Philips | MSD 200/2 Philips | BA 200/SE/D Sylvania
SPOTLIGHT | MiniFresnel ME | HSD 250/60 Osram | HSD 250/80 Osram | HSD 250/UL/75 Osram | EMH 250/SE/80 Osram
SPOTLIGHT | MiniFresnel ME | CSD 250/2/SE GE Lighting | MSD 250 Philips | MSD 250/2 Philips | BA 250/SE/D Sylvania
SPOTLIGHT | MiniFresnel ME | BA 250/2/SE D8,5 Sylvania
SPOTLIGHT | MiniFresnel ME/SBA | HSD 200/60 Osram | MSD 200 Philips | MSD 200/2 Philips | BA 200/SE/D Sylvania
SPOTLIGHT | MiniFresnel ME/SBA | HSD 250/60 Osram | HSD 250/80 Osram | HSD 250/UL/75 Osram | EMH 250/SE/80 Osram
SPOTLIGHT | MiniFresnel ME/SBA | CSD 250/2/SE GE Lighting | MSD 250 Philips | MSD 250/2 Philips | BA 250/SE/D Sylvania
SPOTLIGHT | MiniFresnel ME/SBA | BA 250/2/SE D8,5 Sylvania
SPOTLIGHT | MiniFresnel NO | 64662 M/38 Osram | 39785 M/38 GE Lighting | 6874P M/38 Philips
SPOTLIGHT | MiniFresnel NO | 64673 CP/81 Osram | 39780 CP/81 GE Lighting | 6872P CP/81 Philips
SPOTLIGHT | MiniFresnel NO | 64670 T/25 Osram | 39455 T/25 GE Lighting | 6820P T/25 Philips
SPOTLIGHT | MiniFresnel NO | 64674 CP/82 Osram | 39624 CP/82 GE Lighting | 6873P CP/82 Philips
SPOTLIGHT | MiniFresnel NO | 64672 M/40 Osram | 39621 M/40 GE Lighting | 6877P M/40 Philips | 61733 M/40 Sylvania
SPOTLIGHT | Mini Par BS35W | Brite Spot ES111 35W Sylvania
SPOTLIGHT | Mini Par N100W | 41850 SP/FL/WFL Osram | 48837 ES SP/FL/WFL Osram
SPOTLIGHT | Mini Par T75W | 41840 SP/FL/WFL Osram | 48835 ES SP/FL/WFL Osram
SPOTLIGHT | MiniPC LW | 64640 HLX FCS Osram | 64642 HLX FDV Osram | 13598 FCS GE Lighting | 61374 FCS Sylvania
SPOTLIGHT | MiniPC LW | 14746 XHP Philips
SPOTLIGHT | MiniPC LW/CT | 64640 HLX FCS Osram | 64642 HLX FDV Osram | 13598 FCS GE Lighting | 61374 FCS Sylvania
SPOTLIGHT | MiniPC LW/CT | 14746 XHP Philips
SPOTLIGHT | MiniPC MC | HCI-T 150/NDL Osram | CMH 150/T/UVC/U/942/G12 GE | CDM-SA/T 150 Philips
SPOTLIGHT | MiniPC MC | HSD 150/70 Osram | MSD 150/2 Philips | BA 150/SE/T Sylvania
SPOTLIGHT | MiniPC MC/SBA | HCI-T 150/NDL Osram | CMH 150/T/UVC/U/942/G12 GE | CDM-SA/T 150 Philips
SPOTLIGHT | MiniPC MC/SBA | HSD 150/70 Osram | MSD 150/2 Philips | BA 150/SE/T Sylvania
SPOTLIGHT | MiniPC ME | HSD 200/60 Osram | MSD 200 Philips | MSD 200/2 Philips | BA 200/SE/D Sylvania
SPOTLIGHT | MiniPC ME | HSD 250/60 Osram | HSD 250/80 Osram | HSD 250/UL/75 Osram | EMH 250/SE/80 Osram
SPOTLIGHT | MiniPC ME | CSD 250/2/SE GE Lighting | MSD 250 Philips | MSD 250/2 Philips | BA 250/SE/D Sylvania
SPOTLIGHT | MiniPC ME | BA 250/2/SE D8,5 Sylvania
SPOTLIGHT | MiniPC ME/SBA | HSD 200/60 Osram | MSD 200 Philips | MSD 200/2 Philips | BA 200/SE/D Sylvania
SPOTLIGHT | MiniPC ME/SBA | HSD 250/60 Osram | HSD 250/80 Osram | HSD 250/UL/75 Osram | EMH 250/SE/80 Osram
SPOTLIGHT | MiniPC ME/SBA | CSD 250/2/SE GE Lighting | MSD 250 Philips | MSD 250/2 Philips | BA 250/SE/D Sylvania
SPOTLIGHT | MiniPC ME/SBA | BA 250/2/SE D8,5 Sylvania
SPOTLIGHT | MiniPC NO | 64662 M/38 Osram | 39785 M/38 GE Lighting | 6874P M/38 Philips
SPOTLIGHT | MiniPC NO | 64673 CP/81 Osram | 39780 CP/81 GE Lighting | 6872P CP/81 Philips
SPOTLIGHT | MiniPC NO | 64670 T/25 Osram | 39455 T/25 GE Lighting | 6820P T/25 Philips
SPOTLIGHT | MiniPC NO | 64674 CP/82 Osram | 39624 CP/82 GE Lighting | 6873P CP/82 Philips
SPOTLIGHT | MiniPC NO | 64672 M/40 Osram | 39621 M/40 GE Lighting | 6877P M/40 Philips | 61733 M/40 Sylvania
SPOTLIGHT | MiniProfilo LW | 64640 HLX FCS Osram | 64642 HLX FDV Osram | 13598 FCS GE Lighting | 61374 FCS Sylvania
SPOTLIGHT | MiniProfilo LW | 14746 XHP Philips
SPOTLIGHT | MiniProfilo LW/CT | 64640 HLX FCS Osram | 64642 HLX FDV Osram | 13598 FCS GE Lighting | 61374 FCS Sylvania
SPOTLIGHT | MiniProfilo LW/CT | 14746 XHP Philips
SPOTLIGHT | MiniProfilo MC | HCI-T 150/NDL Osram | CMH 150/T/UVC/U/942/G12 GE | CDM-SA/T 150 Philips
SPOTLIGHT | MiniProfilo MC | HSD 150/70 Osram | MSD 150/2 Philips | BA 150/SE/T Sylvania
SPOTLIGHT | MiniProfilo MC/SBA | HCI-T 150/NDL Osram | CMH 150/T/UVC/U/942/G12 GE | CDM-SA/T 150 Philips
SPOTLIGHT | MiniProfilo MC/SBA | HSD 150/70 Osram | MSD 150/2 Philips | BA 150/SE/T Sylvania
SPOTLIGHT | MiniProfilo ME | HSD 200/60 Osram | MSD 200 Philips | MSD 200/2 Philips | BA 200/SE/D Sylvania
SPOTLIGHT | MiniProfilo ME | HSD 250/60 Osram | HSD 250/80 Osram | HSD 250/UL/75 Osram | EMH 250/SE/80 Osram
SPOTLIGHT | MiniProfilo ME | CSD 250/2/SE GE Lighting | MSD 250 Philips | MSD 250/2 Philips | BA 250/SE/D Sylvania
SPOTLIGHT | MiniProfilo ME | BA 250/2/SE D8,5 Sylvania
SPOTLIGHT | MiniProfilo ME/SBA | HSD 200/60 Osram | MSD 200 Philips | MSD 200/2 Philips | BA 200/SE/D Sylvania
SPOTLIGHT | MiniProfilo ME/SBA | HSD 250/60 Osram | HSD 250/80 Osram | HSD 250/UL/75 Osram | EMH 250/SE/80 Osram
SPOTLIGHT | MiniProfilo ME/SBA | CSD 250/2/SE GE Lighting | MSD 250 Philips | MSD 250/2 Philips | BA 250/SE/D Sylvania
SPOTLIGHT | MiniProfilo ME/SBA | BA 250/2/SE D8,5 Sylvania
SPOTLIGHT | MiniProfilo NO | 64662 M/38 Osram | 39785 M/38 GE Lighting | 6874P M/38 Philips
SPOTLIGHT | MiniProfilo NO | 64673 CP/81 Osram | 39780 CP/81 GE Lighting | 6872P CP/81 Philips
SPOTLIGHT | MiniProfilo NO | 64670 T/25 Osram | 39455 T/25 GE Lighting | 6820P T/25 Philips
SPOTLIGHT | MiniProfilo NO | 64674 CP/82 Osram | 39624 CP/82 GE Lighting | 6873P CP/82 Philips
SPOTLIGHT | MiniProfilo NO | 64672 M/40 Osram | 39621 M/40 GE Lighting | 6877P M/40 Philips | 61733 M/40 Sylvania
SPOTLIGHT | MiniProfilo Z LW | 64640 HLX FCS Osram | 64642 HLX FDV Osram | 13598 FCS GE Lighting | 61374 FCS Sylvania
SPOTLIGHT | MiniProfilo Z LW | 14746 XHP Philips
SPOTLIGHT | MiniProfilo Z LW/CT | 64640 HLX FCS Osram | 64642 HLX FDV Osram | 13598 FCS GE Lighting | 61374 FCS Sylvania
SPOTLIGHT | MiniProfilo Z LW/CT | 14746 XHP Philips
SPOTLIGHT | MiniProfilo Z MC | HCI-T 150/NDL Osram | CMH 150/T/UVC/U/942/G12 GE | CDM-SA/T 150 Philips
SPOTLIGHT | MiniProfilo Z MC | HSD 150/70 Osram | MSD 150/2 Philips | BA 150/SE/T Sylvania
SPOTLIGHT | MiniProfilo Z MC/SBA | HCI-T 150/NDL Osram | CMH 150/T/UVC/U/942/G12 GE | CDM-SA/T 150 Philips
SPOTLIGHT | MiniProfilo Z MC/SBA | HSD 150/70 Osram | MSD 150/2 Philips | BA 150/SE/T Sylvania
SPOTLIGHT | MiniProfilo Z ME | HSD 200/60 Osram | MSD 200 Philips | MSD 200/2 Philips | BA 200/SE/D Sylvania
SPOTLIGHT | MiniProfilo Z ME | HSD 250/60 Osram | HSD 250/80 Osram | HSD 250/UL/75 Osram | EMH 250/SE/80 Osram
SPOTLIGHT | MiniProfilo Z ME | CSD 250/2/SE GE Lighting | MSD 250 Philips | MSD 250/2 Philips | BA 250/SE/D Sylvania
SPOTLIGHT | MiniProfilo Z ME | BA 250/2/SE D8,5 Sylvania
SPOTLIGHT | MiniProfilo Z ME/SBA | HSD 200/60 Osram | MSD 200 Philips | MSD 200/2 Philips | BA 200/SE/D Sylvania
SPOTLIGHT | MiniProfilo Z ME/SBA | HSD 250/60 Osram | HSD 250/80 Osram | HSD 250/UL/75 Osram | EMH 250/SE/80 Osram
SPOTLIGHT | MiniProfilo Z ME/SBA | CSD 250/2/SE GE Lighting | MSD 250 Philips | MSD 250/2 Philips | BA 250/SE/D Sylvania
SPOTLIGHT | MiniProfilo Z ME/SBA | BA 250/2/SE D8,5 Sylvania
SPOTLIGHT | MiniProfilo Z NO | 64662 M/38 Osram | 39785 M/38 GE Lighting | 6874P M/38 Philips
SPOTLIGHT | MiniProfilo Z NO | 64673 CP/81 Osram | 39780 CP/81 GE Lighting | 6872P CP/81 Philips
SPOTLIGHT | MiniProfilo Z NO | 64670 T/25 Osram | 39455 T/25 GE Lighting | 6820P T/25 Philips
SPOTLIGHT | MiniProfilo Z NO | 64674 CP/82 Osram | 39624 CP/82 GE Lighting | 6873P CP/82 Philips
SPOTLIGHT | MiniProfilo Z NO | 64672 M/40 Osram | 39621 M/40 GE Lighting | 6877P M/40 Philips | 61733 M/40 Sylvania
SPOTLIGHT | Piccolo HE | 64745 CP/70 Osram | 39241 CP/70 GE Lighting | 6995P CP/70 Philips
SPOTLIGHT | Piccolo HE | 64744 T/19 Osram | 39657 T/19 GE Lighting | 6996P T/19 Philips
SPOTLIGHT | Piccolo HS | 64745 CP/70 Osram | 39241 CP/70 GE Lighting | 6995P CP/70 Philips
SPOTLIGHT | Piccolo HS | 64744 T/19 Osram | 39657 T/19 GE Lighting | 6996P T/19 Philips
SPOTLIGHT | Piccolo ME | HTI 1200/SE XS Osram | CSR 1200/SA GE Lighting | MSR 1200/SA Philips
SPOTLIGHT | Piccolo MS | HTI 1200/SE XS Osram | CSR 1200/SA GE Lighting | MSR 1200/SA Philips
SPOTLIGHT | RA 1 | 64696 Haloline Osram | 230V/150W R7s Plusline S Philips | 21547 Halostab Sylvania
SPOTLIGHT | RA 1 | 64698 Haloline Osram | 230V/200W R7s Plusline S Philips | 21551 Halostab Sylvania
SPOTLIGHT | RA 1 | 64701 Haloline Osram | 230V/300W R7s Plusline S Philips | 21653 Halostab Sylvania
SPOTLIGHT | RA 1 | 64702 Haloline Osram | 230V/500W R7s Plusline S Philips | 21621 Halostab Sylvania
SPOTLIGHT | RA 1 | 23760 EME P2/11 GE Lighting | 13477R EME P2/11 Philips | 9060822 EME P2/11 Sylvania
SPOTLIGHT | RA 1 | 19697 P2/10 GE Lighting | 7775R/16 P2/10 Philips
SPOTLIGHT | RA 1 | 64741 EKM Osram | 20249 EKM GE Lighting | 13989R EKM Philips
SPOTLIGHT | RA 1 | 64740 Haloline Osram | 21625 Halostab Sylvania | 230V/1000W R7s Plusline L Philips
SPOTLIGHT | RA 3 | 64696 Haloline Osram | 230V/150W R7s Plusline S Philips | 21547 Halostab Sylvania
SPOTLIGHT | RA 3 | 64698 Haloline Osram | 230V/200W R7s Plusline S Philips | 21551 Halostab Sylvania
SPOTLIGHT | RA 3 | 64701 Haloline Osram | 230V/300W R7s Plusline S Philips | 21653 Halostab Sylvania
SPOTLIGHT | RA 3 | 64702 Haloline Osram | 230V/500W R7s Plusline S Philips | 21621 Halostab Sylvania
SPOTLIGHT | RA 3 | 23760 EME P2/11 GE Lighting | 13477R EME P2/11 Philips | 9060822 EME P2/11 Sylvania
SPOTLIGHT | RA 3 | 19697 P2/10 GE Lighting | 7775R/16 P2/10 Philips
SPOTLIGHT | RA 3 | 64741 EKM Osram | 20249 EKM GE Lighting | 13989R EKM Philips
SPOTLIGHT | RA 3 | 64740 Haloline Osram | 21625 Halostab Sylvania | 230V/1000W R7s Plusline L Philips
SPOTLIGHT | RP 1024 | 578K 24V/1000W KV K39d Dr. Fischer
SPOTLIGHT | Superlucciola 100W | 41850 SP/FL/WFL Osram | 48837 ES SP/FL/WFL Osram
SPOTLIGHT | Superlucciola 75W | 41840 SP/FL/WFL Osram | 48835 ES SP/FL/WFL Osram
SPOTLIGHT | QS 05 Fresnel | 64662 M/38 Osram | 39785 M/38 GE Lighting | 6874P M/38 Philips
SPOTLIGHT | QS 05 Fresnel | 64673 CP/81 Osram | 39780 CP/81 GE Lighting | 6872P CP/81 Philips
SPOTLIGHT | QS 05 Fresnel | 64717 CP/89 Osram | 39640 CP/89 GE Lighting | 6638P CP/89 Philips
SPOTLIGHT | QS 05 Fresnel | 64670 T/25 Osram | 39455 T/25 GE Lighting | 6820P T/25 Philips
SPOTLIGHT | QS 05 Fresnel | 64674 CP/82 Osram | 39624 CP/82 GE Lighting | 6873P CP/82 Philips
SPOTLIGHT | QS 05 Fresnel | 64672 M/40 Osram | 39621 M/40 GE Lighting | 6877P M/40 Philips | 61733 M/40 Sylvania
SPOTLIGHT | QS 05 Fresnel | 64718 T/27 Osram | 39636 T/26 GE Lighting | 39456 T/27 GE Lighting | 6823P T/27 Philips
SPOTLIGHT | QS 05 PC | 64662 M/38 Osram | 39785 M/38 GE Lighting | 6874P M/38 Philips
SPOTLIGHT | QS 05 PC | 64673 CP/81 Osram | 39780 CP/81 GE Lighting | 6872P CP/81 Philips
SPOTLIGHT | QS 05 PC | 64717 CP/89 Osram | 39640 CP/89 GE Lighting | 6638P CP/89 Philips
SPOTLIGHT | QS 05 PC | 64670 T/25 Osram | 39455 T/25 GE Lighting | 6820P T/25 Philips
SPOTLIGHT | QS 05 PC | 64674 CP/82 Osram | 39624 CP/82 GE Lighting | 6873P CP/82 Philips
SPOTLIGHT | QS 05 PC | 64672 M/40 Osram | 39621 M/40 GE Lighting | 6877P M/40 Philips | 61733 M/40 Sylvania
SPOTLIGHT | QS 05 PC | 64718 T/27 Osram | 39636 T/26 GE Lighting | 39456 T/27 GE Lighting | 6823P T/27 Philips
SPOTLIGHT | QS 10 Fresnel | 64720 CP/23 Osram | 72680 CP/23 GE Lighting | 6993P CP/23 Philips
SPOTLIGHT | QS 10 Fresnel | 64719 T/12 Osram | 39661 T/12 GE Lighting | 6998P T/12 Philips
SPOTLIGHT | QS 10 Fresnel | 64745 CP/70 Osram | 39241 CP/70 GE Lighting | 6995P CP/70 Philips
SPOTLIGHT | QS 10 Fresnel | 64744 T/19 Osram | 39657 T/19 GE Lighting | 6996P T/19 Philips
SPOTLIGHT | QS 10 PC | 64720 CP/23 Osram | 72680 CP/23 GE Lighting | 6993P CP/23 Philips
SPOTLIGHT | QS 10 PC | 64719 T/12 Osram | 39661 T/12 GE Lighting | 6998P T/12 Philips
SPOTLIGHT | QS 10 PC | 64745 CP/70 Osram | 39241 CP/70 GE Lighting | 6995P CP/70 Philips
SPOTLIGHT | QS 10 PC | 64744 T/19 Osram | 39657 T/19 GE Lighting | 6996P T/19 Philips
SPOTLIGHT | QS 20 Fresnel | 64788 CP/72 Osram | 20309 CP/43 GE Lighting | 6994P CP/72 Philips
SPOTLIGHT | QS 20 PC | 64788 CP/72 Osram | 20309 CP/43 GE Lighting | 6994P CP/72 Philips
SPOTLIGHT | Vario 05 | 64662 M/38 Osram | 39785 M/38 GE Lighting | 6874P M/38 Philips
SPOTLIGHT | Vario 05 | 64673 CP/81 Osram | 39780 CP/81 GE Lighting | 6872P CP/81 Philips
SPOTLIGHT | Vario 05 | 64717 CP/89 Osram | 39640 CP/89 GE Lighting | 6638P CP/89 Philips
SPOTLIGHT | Vario 05 | 64670 T/25 Osram | 39455 T/25 GE Lighting | 6820P T/25 Philips
SPOTLIGHT | Vario 05 | 64674 CP/82 Osram | 39624 CP/82 GE Lighting | 6873P CP/82 Philips
SPOTLIGHT | Vario 05 | 64672 M/40 Osram | 39621 M/40 GE Lighting | 6877P M/40 Philips | 61733 M/40 Sylvania
SPOTLIGHT | Vario 05 | 64718 T/27 Osram | 39636 T/26 GE Lighting | 39456 T/27 GE Lighting | 6823P T/27 Philips
SPOTLIGHT | Vario 12 | 64745 CP/70 Osram | 39241 CP/70 GE Lighting | 6995P CP/70 Philips
SPOTLIGHT | Vario 12 | 64744 T/19 Osram | 39657 T/19 GE Lighting | 6996P T/19 Philips
SPOTLIGHT | Vario 12 | 64754 CP/90 Osram | 39724 CP/90 GE Lighting | 6895P CP/90 Philips
SPOTLIGHT | Vario 12 | 64752 T/29 Osram | 39723 T/29 GE Lighting | 6897P T/29 Philips
SPOTLIGHT | Vario 25 | 64777 CP/92 Osram | 88506 CP/92 GE Lighting | 6975Z CP/92 Philips
SPOTLIGHT | Vario 25 | 64796 CP/91 Osram | 30415 CP/91 GE Lighting | 6894Y CP/91 Philips
SPOTLIGHT | Vario 25 | 64788 CP/72 Osram | 20309 CP/43 GE Lighting | 6994P CP/72 Philips
SPOTLIGHT | Vario 250 CST | CST 250/HR Philips | MSR 250/HR Philips
SPOTLIGHT | Vedette 12 CM CR | HTI 1200/SE XS Osram | CSR 1200/SA GE Lighting | MSR 1200/SA Philips
SPOTLIGHT | Vedette 12 CM HR | HMI 1200/SEL XS Osram | CSR 1200/SE/HR GE Lighting | MSR 1200/HR Philips | BA 1200/SE/HR Sylvania
SPOTLIGHT | Vedette 12 H CC | 7016G 1200/230 FastFit Philips
SPOTLIGHT | Vedette 12 MMT | HTI 1200/SE XS Osram | CSR 1200/SA GE Lighting | MSR 1200/SA Philips
SPOTLIGHT | Vedette 25 CM CR/HR | HTI 2500/SE XS Osram
SPOTLIGHT | Vedette 25 H | 64777 CP/92 Osram | 88506 CP/92 GE Lighting | 6975Z CP/92 Philips
SPOTLIGHT | Vedette 25 H | 64796 CP/91 Osram | 30415 CP/91 GE Lighting | 6894Y CP/91 Philips
SPOTLIGHT | Vedette 25 H | 64788 CP/72 Osram | 20309 CP/43 GE Lighting | 6994P CP/72 Philips
SPOTLIGHT | Vedette 25 M HR | HMI 2500/SE XS Osram | CSR 2500/SE/HR GE Lighting | MSR 2500/HR Philips | BA 2500/SE/HR Sylvania
SPOTLIGHT | Vedette 1200W HMI-SE | HMI 1200/SEL XS Osram | CSR 1200/SE/HR GE Lighting | MSR 1200/HR Philips | BA 1200/SE/HR Sylvania
SPOTLIGHT | Vedette 2500W Halogen | 64777 CP/92 Osram | 88506 CP/92 GE Lighting | 6975Z CP/92 Philips
SPOTLIGHT | Vedette 2500W Halogen | 64796 CP/91 Osram | 30415 CP/91 GE Lighting | 6894Y CP/91 Philips
SPOTLIGHT | Vedette 2500W HMI-SE | HMI 2500/SE XS Osram | CSR 2500/SE/HR GE Lighting | MSR 2500/HR Philips | BA 2500/SE/HR Sylvania
SPOTLIGHT | W 400 | H400W E40 Iwasaki
STRAND LIGHTING | Alto | 64777 CP/92 Osram | 88506 CP/92 GE Lighting | 6975Z CP/92 Philips
STRAND LIGHTING | Alto | 64796 CP/91 Osram | 30415 CP/91 GE Lighting | 6894Y CP/91 Philips
STRAND LIGHTING | Arturo | 64751 P2/12 Osram | 19695 P2/12 GE Lighting | 6358R P2/12 Philips
STRAND LIGHTING | Arturo | 64741 EKM Osram | 20249 EKM GE Lighting | 13989R EKM Philips
STRAND LIGHTING | Arturo | 64740 Haloline Osram | 21625 Halostab Sylvania | 230V/1000W R7s Plusline L Philips
STRAND LIGHTING | Bambino 1000 | 64747 CP/71 Osram | 39655 CP/40 GE Lighting | 6995Z CP/71 Philips
STRAND LIGHTING | Bambino 10000 | 64815 CP/83 Osram | 12036 CP/83 GE Lighting
STRAND LIGHTING | Bambino 2000 | 64789 CP/73 Osram | 88489 CP/41 GE Lighting | 6994Z CP/73 Philips
STRAND LIGHTING | Bambino 5000 | 64805 CP/85 Osram | 30505 CP/29 GE Lighting | 6963Z CP/85 Philips
STRAND LIGHTING | Bambino 650 | 64718 T/27 Osram | 39636 T/26 GE Lighting | 39456 T/27 GE Lighting | 6823P T/27 Philips
STRAND LIGHTING | Bambino 650 | 64717 CP/89 Osram | 39640 CP/89 GE Lighting | 6638P CP/89 Philips
STRAND LIGHTING | Beamlite 1000 | 578K 24V/1000W KV K39d Dr. Fischer
STRAND LIGHTING | Beamlite 500 | 570B 24V/500W KV E40 Dr. Fischer
STRAND LIGHTING | Brio | 64716 GKV Osram | 39739 GKV GE Lighting | 6986P GKV Philips
STRAND LIGHTING | Cantata | 64752 T/29 Osram | 39723 T/29 GE Lighting | 6897P T/29 Philips
STRAND LIGHTING | Cantata | 64754 CP/90 Osram | 39724 CP/90 GE Lighting | 6895P CP/90 Philips
STRAND LIGHTING | Castor | 64789 CP/73 Osram | 88489 CP/41 GE Lighting | 6994Z CP/73 Philips
STRAND LIGHTING | Coda II | 64702 Haloline Osram | 230V/500W R7s Plusline S Philips | 21621 Halostab Sylvania
STRAND LIGHTING | Hilite | HCI-T 150/NDL Osram | CMH 150/T/UVC/U/942/G12 GE | CDM-SA/T 150 Philips
STRAND LIGHTING | Hilite | HSD 150/70 Osram | MSD 150/2 Philips | BA 150/SE/T Sylvania
STRAND LIGHTING | Iadi | 64583 P2/20 Osram | 7786R P2/20 Philips
STRAND LIGHTING | Ianebeam 800 | 64571 DXX P2/13 Osram | 36952 DXX P2/13 GE Lighting | 13162R DXX P2/13 Philips | 61321 DXX P2/13 Sylvania
STRAND LIGHTING | Iris | 64751 P2/12 Osram | 19695 P2/12 GE Lighting | 6358R P2/12 Philips
STRAND LIGHTING | Iris | 64741 EKM Osram | 20249 EKM GE Lighting | 13989R EKM Philips
STRAND LIGHTING | Iris | 64740 Haloline Osram | 21625 Halostab Sylvania | 230V/1000W R7s Plusline L Philips
STRAND LIGHTING | Minflood Mk2 | 64690 Haloline Osram | 230V/100W R7s Plusline C Philips | 21402 Halostab Sylvania
STRAND LIGHTING | Minflood Mk2 | 64695 Haloline Osram | 230V/150W R7s Plusline C Philips | 21403 Halostab Sylvania
STRAND LIGHTING | Mini-Iris | 64751 P2/12 Osram | 19695 P2/12 GE Lighting | 6358R P2/12 Philips
STRAND LIGHTING | Mini-Iris | 64741 EKM Osram | 20249 EKM GE Lighting | 13989R EKM Philips
STRAND LIGHTING | Mini-Iris | 64740 Haloline Osram | 21625 Halostab Sylvania | 230V/1000W R7s Plusline L Philips
STRAND LIGHTING | Optique | 64752 T/29 Osram | 39723 T/29 GE Lighting | 6897P T/29 Philips
STRAND LIGHTING | Optique | 64754 CP/90 Osram | 39724 CP/90 GE Lighting | 6895P CP/90 Philips
STRAND LIGHTING | Orion | 64751 P2/12 Osram | 19695 P2/12 GE Lighting | 6358R P2/12 Philips
STRAND LIGHTING | Orion | 64741 EKM Osram | 20249 EKM GE Lighting | 13989R EKM Philips
STRAND LIGHTING | Orion | 64740 Haloline Osram | 21625 Halostab Sylvania | 230V/1000W R7s Plusline L Philips
STRAND LIGHTING | Pirouette | 64752 T/29 Osram | 39723 T/29 GE Lighting | 6897P T/29 Philips
STRAND LIGHTING | Pirouette | 64754 CP/90 Osram | 39724 CP/90 GE Lighting | 6895P CP/90 Philips
STRAND LIGHTING | Pirouette | 64777 CP/92 Osram | 88506 CP/92 GE Lighting | 6975Z CP/92 Philips
STRAND LIGHTING | Pirouette | 64796 CP/91 Osram | 30415 CP/91 GE Lighting | 6894Y CP/91 Philips
STRAND LIGHTING | Polaris | 64721 CP/39 Osram | 88531 CP/39 GE Lighting | 6993Z CP/39 Philips
STRAND LIGHTING | Polaris | 64747 CP/71 Osram | 39655 CP/40 GE Lighting | 6995Z CP/71 Philips
STRAND LIGHTING | Pollux | 64805 CP/85 Osram | 30505 CP/29 GE Lighting | 6963Z CP/85 Philips
STRAND LIGHTING | Prelude | 64718 T/27 Osram | 39636 T/26 GE Lighting | 39456 T/27 GE Lighting | 6823P T/27 Philips
STRAND LIGHTING | Prelude | 64717 CP/89 Osram | 39640 CP/89 GE Lighting | 6638P CP/89 Philips
STRAND LIGHTING | Quartet 15/25 | 64717 CP/89 Osram | 39640 CP/89 GE Lighting | 6638P CP/89 Philips
STRAND LIGHTING | Quartet 15/25 | 64670 T/25 Osram | 39455 T/25 GE Lighting | 6820P T/25 Philips
STRAND LIGHTING | Quartet 15/25 | 64674 CP/82 Osram | 39624 CP/82 GE Lighting | 6873P CP/82 Philips
STRAND LIGHTING | Quartet 15/25 | 64672 M/40 Osram | 39621 M/40 GE Lighting | 6877P M/40 Philips
STRAND LIGHTING | Quartet 15/25 | 64718 T/27 Osram | 39636 T/26 GE Lighting | 39456 T/27 GE Lighting | 6823P T/27 Philips
STRAND LIGHTING | Quartet 22/40 | 64717 CP/89 Osram | 39640 CP/89 GE Lighting | 6638P CP/89 Philips
STRAND LIGHTING | Quartet 22/40 | 64670 T/25 Osram | 39455 T/25 GE Lighting | 6820P T/25 Philips
STRAND LIGHTING | Quartet 22/40 | 64674 CP/82 Osram | 39624 CP/82 GE Lighting | 6873P CP/82 Philips
STRAND LIGHTING | Quartet 22/40 | 64672 M/40 Osram | 39621 M/40 GE Lighting | 6877P M/40 Philips
STRAND LIGHTING | Quartet 22/40 | 64718 T/27 Osram | 39636 T/26 GE Lighting | 39456 T/27 GE Lighting | 6823P T/27 Philips
STRAND LIGHTING | Quartet F | 64717 CP/89 Osram | 39640 CP/89 GE Lighting | 6638P CP/89 Philips
STRAND LIGHTING | Quartet F | 64670 T/25 Osram | 39455 T/25 GE Lighting | 6820P T/25 Philips
STRAND LIGHTING | Quartet F | 64674 CP/82 Osram | 39624 CP/82 GE Lighting | 6873P CP/82 Philips
STRAND LIGHTING | Quartet F | 64672 M/40 Osram | 39621 M/40 GE Lighting | 6877P M/40 Philips
STRAND LIGHTING | Quartet F | 64718 T/27 Osram | 39636 T/26 GE Lighting | 39456 T/27 GE Lighting | 6823P T/27 Philips
STRAND LIGHTING | Quartet Mk2 | 64717 CP/89 Osram | 39640 CP/89 GE Lighting | 6638P CP/89 Philips
STRAND LIGHTING | Quartet Mk2 | 64670 T/25 Osram | 39455 T/25 GE Lighting | 6820P T/25 Philips
STRAND LIGHTING | Quartet Mk2 | 64674 CP/82 Osram | 39624 CP/82 GE Lighting | 6873P CP/82 Philips
STRAND LIGHTING | Quartet Mk2 | 64672 M/40 Osram | 39621 M/40 GE Lighting | 6877P M/40 Philips
STRAND LIGHTING | Quartet Mk2 | 64718 T/27 Osram | 39636 T/26 GE Lighting | 39456 T/27 GE Lighting | 6823P T/27 Philips
STRAND LIGHTING | Quartet PC | 64717 CP/89 Osram | 39640 CP/89 GE Lighting | 6638P CP/89 Philips
STRAND LIGHTING | Quartet PC | 64670 T/25 Osram | 39455 T/25 GE Lighting | 6820P T/25 Philips
STRAND LIGHTING | Quartet PC | 64674 CP/82 Osram | 39624 CP/82 GE Lighting | 6873P CP/82 Philips
STRAND LIGHTING | Quartet PC | 64672 M/40 Osram | 39621 M/40 GE Lighting | 6877P M/40 Philips
STRAND LIGHTING | Quartet PC | 64718 T/27 Osram | 39636 T/26 GE Lighting | 39456 T/27 GE Lighting | 6823P T/27 Philips
STRAND LIGHTING | Sirio 1200 | HMI 1200/DXS Osram | CSR 1200/DE GE Lighting | MSI 1200 Philips | BA 1200/DE Sylvania
STRAND LIGHTING | Sirio 1200 | EMH 1200/DE/60 Osram
STRAND LIGHTING | Sirio 2500 | HMI 2500/DXS Osram | CSR 2500/DE GE Lighting | MSI 2500 Philips | BA 2500/DE Sylvania
STRAND LIGHTING | Sirio 4000 | HMI 4000/DXS Osram | CSR 4000/DE GE Lighting | MSI 4000 Philips | BA 4000/DE Sylvania
STRAND LIGHTING | Sirio 575 | HMI 575/DXS Osram | CSR 575/DE GE Lighting | MSI 575 Philips | BA 575/DE Sylvania
STRAND LIGHTING | Sirio 575 | EMH 575/DE/60 Osram | EMH 575/DE/75 Osram | MSI 575/2 Philips
STRAND LIGHTING | Sirio 6000 | HMI 6000/XS Osram | CSR 6000/DE GE Lighting | MSI 6000 Philips
STRAND LIGHTING | SL Architectural | HCI-T 150/NDL Osram | CMH 150/T/UVC/U/942/G12 GE | CDM-SA/T 150 Philips
STRAND LIGHTING | SL Architectural | HSD 150/70 Osram | MSD 150/2 Philips | BA 150/SE/T Sylvania
STRAND LIGHTING | SL Coolbeam | 64716 GKV Osram | 39739 GKV GE Lighting | 6986P GKV Philips | 6991P GLB Philips
STRAND LIGHTING | Studio 1kW | 64747 CP/71 Osram | 39655 CP/40 GE Lighting | 6995Z CP/71 Philips
STRAND LIGHTING | Studio 2kW | 64789 CP/73 Osram | 88489 CP/41 GE Lighting | 6994Z CP/73 Philips
STRAND LIGHTING | Studio 5kW | 64805 CP/85 Osram | 30505 CP/29 GE Lighting | 6963Z CP/85 Philips
STRAND LIGHTING | Supernova 25/12 | HMI 1200/SEL XS Osram | CSR 1200/SE/HR GE Lighting | MSR 1200/HR Philips | BA 1200/SE/HR Sylvania
STRAND LIGHTING | Supernova 25/12 | HMI 2500/SE XS Osram | CSR 2500/SE/HR GE Lighting | MSR 2500/HR Philips | BA 2500/SE/HR Sylvania
STRAND LIGHTING | Supernova 40/25 | HMI 2500/SE XS Osram | CSR 2500/SE/HR GE Lighting | MSR 2500/HR Philips | BA 2500/SE/HR Sylvania
STRAND LIGHTING | Supernova 40/25 | HMI 4000/SE XS Osram | CSR 4000/SE/HR GE Lighting | MSR 4000/HR Philips | BA 4000/SE/HR Sylvania
STRAND LIGHTING | Superquasar 25/12 | HMI 1200/SEL XS Osram | CSR 1200/SE/HR GE Lighting | MSR 1200/HR Philips | BA 1200/SE/HR Sylvania
STRAND LIGHTING | Superquasar 25/12 | HMI 2500/SE XS Osram | CSR 2500/SE/HR GE Lighting | MSR 2500/HR Philips | BA 2500/SE/HR Sylvania
STRAND LIGHTING | Superquasar 40/25 | HMI 2500/SE XS Osram | CSR 2500/SE/HR GE Lighting | MSR 2500/HR Philips | BA 2500/SE/HR Sylvania
STRAND LIGHTING | Superquasar 40/25 | HMI 4000/SE XS Osram | CSR 4000/SE/HR GE Lighting | MSR 4000/HR Philips | BA 4000/SE/HR Sylvania
STRAND LIGHTING | Toccata | 64777 CP/92 Osram | 88506 CP/92 GE Lighting | 6975Z CP/92 Philips
STRAND LIGHTING | Toccata | 64796 CP/91 Osram | 30415 CP/91 GE Lighting | 6894Y CP/91 Philips
STRAND LIGHTING | Vega | 64815 CP/83 Osram | 12036 CP/83 GE Lighting
STUDIO DUE | City Beam IP33/IP54 | HSD 1200/60 Osram | MSD 1200 Philips | CSR 1200/2/SE GE Lighting | BA 1200/SE/NHR Sylvania
STUDIO DUE | City Beam IP33/IP54 | HSR 1200/60 Osram | MSR 1200 Philips | MSR 1200/2 Philips
STUDIO DUE | City Beam IP33/IP54 | HTI 1800/SE XS Osram | CSR 2000/SA GE Lighting | MSR 2000/SA Philips
STUDIO DUE | City Color 300 | HCI-T 150/NDL Osram | CMH 150/T/UVC/U/942/G12 GE | CDM-SA/T 150 Philips
STUDIO DUE | City Color 300 | HSD 150/70 Osram | MSD 150/2 Philips | BA 150/SE/T Sylvania
STUDIO DUE | City Color 400 | HCI-T 150/NDL Osram | CMH 150/T/UVC/U/942/G12 GE | CDM-SA/T 150 Philips
STUDIO DUE | City Color 400 | HSD 150/70 Osram | MSD 150/2 Philips | BA 150/SE/T Sylvania
STUDIO DUE | City Color CC/C IP54 | MHN-SA 1800/956 Philips | MSA 2500/DE Philips
STUDIO DUE | City Color IP54 | MHN-SA 1800/956 Philips | MSA 2500/DE Philips
STUDIO DUE | CS 1 MSR 575 | HSD 575/72 Osram | HSD 575/UL/75 Osram | MSD 575 Philips | BA 575/SE/D Sylvania
STUDIO DUE | CS 1 MSR 575 | HSR 575/60 Osram | BA 575/SE/NHR Sylvania
STUDIO DUE | CS 1 MSR 575 | HSR 575/72 Osram | CSR 575/2/T/SE GE Lighting | MSR 575/2 Philips | BA 575/2/SE/NHR 7.2 Sylvania
STUDIO DUE | CS 1 MSR 575 | EMH 575/SE/75 Osram | BA 575/2/SE/NHR 8.5 Sylvania
STUDIO DUE | CS 1 575 Halogen | 93728 HPL Osram | 88478 HPL GE Lighting | 7007 HPL Philips | 61800 HPL Sylvania
STUDIO DUE | CS 1 575 Halogen | 93728 LL HPL Osram | 88476 HPL GE Lighting | 7007 LL Philips | 61804 HPL Sylvania
STUDIO DUE | CS 4 | PAR 64 Aircraft 4552 GE Lighting
STUDIO DUE | Dominator | HMD 6600 Osram
STUDIO DUE | Hercules 600m | HMI 575/SEL XS Osram | CSR 575/SE/HR GE Lighting | MSR 575/HR Philips | BA 575/SE/HR Sylvania
STUDIO DUE | Hercules 600m | MSD 575/HR Philips | CSR 800/SE/HR GE Lighting | BA 800/SE/HR UV-C Sylvania
STUDIO DUE | Hercules 800e | HMI 575/SEL XS Osram | CSR 575/SE/HR GE Lighting | MSR 575/HR Philips | BA 575/SE/HR Sylvania
STUDIO DUE | Hercules 800e | MSD 575/HR Philips | CSR 800/SE/HR GE Lighting | BA 800/SE/HR UV-C Sylvania
STUDIO DUE | Mini City 100 | HCI T 70/WDL UVS Osram | HCI T 70/NDL UVS Osram | CDM T 70/830 UVS Philips | CDM T 70/942 UVS Philips
STUDIO DUE | Mini City 150 | HCI T 150/WDL UVS Osram | HCI T 150/NDL UVS Osram | CDM T 150/830 UVS Philips | CDM T 150/942 UVS Philips
STUDIO DUE | Mini City 250 | HSD 250/60 Osram | HSD 250/80 Osram | HSD 250/UL/75 Osram | EMH 250/SE/80 Osram
STUDIO DUE | Mini City 250 | CSD 250/2/SE GE Lighting | MSD 250 Philips | MSD 250/2 Philips | BA 250/SE/D Sylvania
STUDIO DUE | Mini City 250 | BA 250/2/SE D8,5 Sylvania
STUDIO DUE | Photowall 1200e | HMI 1200/DXS Osram | CSR 1200/DE GE Lighting | MSI 1200 Philips | BA 1200/DE Sylvania
STUDIO DUE | Photowall 1200e | EMH 1200/DE/60 Osram
STUDIO DUE | Shark 150/C | HTI 150 Osram | EMH 150/SE/70 Osram | CSS 150 GE Lighting
STUDIO DUE | Shark 250/C | HSD 250/60 Osram | HSD 250/80 Osram | HSD 250/UL/75 Osram | EMH 250/SE/80 Osram
STUDIO DUE | Shark 250/C | CSD 250/2/SE GE Lighting | MSD 250 Philips | MSD 250/2 Philips | BA 250/SE/D Sylvania
STUDIO DUE | Shark 250/C | BA 250/2/SE D8,5 Sylvania
STUDIO DUE | Space Flower | STI 3000 Osram
STUDIO DUE | XS 1200 | HTI 1200/D7/60 Osram | CSR 1200/S/DE/60 GE Lighting | MSR GOLD 1200/SA/DE Philips | BA 1200/DE/S 6.0 Gold Sylvania
STUDIO DUE | XS 1200 | HTI 1200/D7/75 Osram | CSR 1200/S/DE/72 GE Lighting | MSR GOLD 1200/SA/2 DE Philips | BA 1200/2/DE/S 7.2 Gold Sylvania
STUDIO DUE | XS 700/B | HTI 700/D4/60 Osram | CSR 700/S/DE/60 GE Lighting
STUDIO DUE | XS 700/B | HTI 700/D4/75 Osram | CSR 700/S/DE/75 GE Lighting | MSR GOLD 700/SA/2 DE Philips
STUDIO DUE | XS 700/C Wash | HMI 700/SE XS Osram
TAS | CF6 Washlight | HSD 575/72 Osram | HSD 575/UL/75 Osram | MSD 575 Philips | BA 575/SE/D Sylvania
TAS | CF6 Washlight | HSR 575/60 Osram | BA 575/SE/NHR Sylvania
TAS | CF6 Washlight | HSR 575/72 Osram | CSR 575/2/T/SE GE Lighting | MSR 575/2 Philips | BA 575/2/SE/NHR 7.2 Sylvania
TAS | CF6 Washlight | EMH 575/SE/75 Osram | BA 575/2/SE/NHR 8.5 Sylvania
TAS | Colore Fresnel | HSD 250/60 Osram | HSD 250/80 Osram | HSD 250/UL/75 Osram | EMH 250/SE/80 Osram
TAS | Colore Fresnel | CSD 250/2/SE GE Lighting | MSD 250 Philips | MSD 250/2 Philips | BA 250/SE/D Sylvania
TAS | Colore Fresnel | BA 250/2/SE D8,5 Sylvania
TAS | KP6 Moving Light | HSD 575/72 Osram | HSD 575/UL/75 Osram | MSD 575 Philips | BA 575/SE/D Sylvania
TAS | KP6 Moving Light | HSR 575/60 Osram | BA 575/SE/NHR Sylvania
TAS | KP6 Moving Light | HSR 575/72 Osram | CSR 575/2/T/SE GE Lighting | MSR 575/2 Philips | BA 575/2/SE/NHR 7.2 Sylvania
TAS | KP6 Moving Light | EMH 575/SE/75 Osram | BA 575/2/SE/NHR 8.5 Sylvania
TAS | TX 360° B | HSD 575/72 Osram | HSD 575/UL/75 Osram | MSD 575 Philips | BA 575/SE/D Sylvania
TAS | TX 360° B | HSR 575/60 Osram | BA 575/SE/NHR Sylvania
TAS | TX 360° B | HSR 575/72 Osram | CSR 575/2/T/SE GE Lighting | MSR 575/2 Philips | BA 575/2/SE/NHR 7.2 Sylvania
TAS | TX 360° B | EMH 575/SE/75 Osram | BA 575/2/SE/NHR 8.5 Sylvania
TAS | Versicolore | HSD 250/60 Osram | HSD 250/80 Osram | HSD 250/UL/75 Osram | EMH 250/SE/80 Osram
TAS | Versicolore | CSD 250/2/SE GE Lighting | MSD 250 Philips | MSD 250/2 Philips | BA 250/SE/D Sylvania
TAS | Versicolore | BA 250/2/SE D8,5 Sylvania
ULTRALITE | Action 1000 | 64745 CP/70 Osram | 39241 CP/70 GE Lighting | 6995P CP/70 Philips
ULTRALITE | Action 1000 | 64744 T/19 Osram | 39657 T/19 GE Lighting | 6996P T/19 Philips
ULTRALITE | Action 1000 | 64754 CP/90 Osram | 39724 CP/90 GE Lighting | 6895P CP/90 Philips
ULTRALITE | Action 1000 | 64752 T/29 Osram | 39723 T/29 GE Lighting | 6897P T/29 Philips
ULTRALITE | Action 2000 | 64788 CP/72 Osram | 20309 CP/43 GE Lighting | 6994P CP/72 Philips
ULTRALITE | Black Jack 1200 | HMI 1200/DXS Osram | CSR 1200/DE GE Lighting | MSI 1200 Philips | BA 1200/DE Sylvania
ULTRALITE | Black Jack 1200 | EMH 1200/DE/60 Osram
ULTRALITE | Black Jack 200 | HSD 250/60 Osram | HSD 250/80 Osram | HSD 250/UL/75 Osram | EMH 250/SE/80 Osram
ULTRALITE | Black Jack 200 | CSD 250/2/SE GE Lighting | MSD 250 Philips | MSD 250/2 Philips | BA 250/SE/D Sylvania
ULTRALITE | Black Jack 200 | BA 250/2/SE D8,5 Sylvania
ULTRALITE | Black Jack 575 | HMI 575/DXS Osram | CSR 575/DE GE Lighting | MSI 575 Philips | BA 575/DE Sylvania
ULTRALITE | Black Jack 575 | EMH 575/DE/60 Osram | EMH 575/DE/75 Osram | MSI 575/2 Philips
ULTRALITE | Chroma | 64745 CP/70 Osram | 39241 CP/70 GE Lighting | 6995P CP/70 Philips
ULTRALITE | Chroma | 64744 T/19 Osram | 39657 T/19 GE Lighting | 6996P T/19 Philips
ULTRALITE | Chroma | HSD 1200/60 Osram | MSD 1200 Philips | CSR 1200/2/SE GE Lighting | BA 1200/SE/NHR Sylvania
ULTRALITE | Chroma | HSR 1200/60 Osram | MSR 1200 Philips | MSR 1200/2 Philips
ULTRALITE | Explorer 1000 HAL | 64745 CP/70 Osram | 39241 CP/70 GE Lighting | 6995P CP/70 Philips
ULTRALITE | Explorer 1000 HAL | 64744 T/19 Osram | 39657 T/19 GE Lighting | 6996P T/19 Philips
ULTRALITE | Explorer 1200 MSR | HSD 1200/60 Osram | HSD 1200 Philips | CSR 1200/2/SE GE Lighting | BA 1200/SE/NHR Sylvania
ULTRALITE | Explorer 1200 MSR | HSR 1200/60 Osram | MSR 1200 Philips | MSR 1200/2 Philips
ULTRALITE | Explorer 2000 HAL | 64788 CP/72 Osram | 20309 CP/43 GE Lighting | 6994P CP/72 Philips
ULTRALITE | Explorer 575 HMI | HMI 575/DXS Osram | CSR 575/DE GE Lighting | MSI 575 Philips | BA 575/DE Sylvania
ULTRALITE | Explorer 575 HMI | EMH 575/DE/60 Osram | EMH 575/DE/75 Osram | MSI 575/2 Philips
ULTRALITE | Inse 1000 AL | 64745 CP/70 Osram | 39241 CP/70 GE Lighting | 6995P CP/70 Philips
ULTRALITE | Inse 1000 AL | 64744 T/19 Osram | 39657 T/19 GE Lighting | 6996P T/19 Philips
ULTRALITE | Kolibri | 64754 CP/90 Osram | 39724 CP/90 GE Lighting | 6895P CP/90 Philips
ULTRALITE | Kolibri | 64752 T/29 Osram | 39723 T/29 GE Lighting | 6897P T/29 Philips
ULTRALITE | Kolibri | HSD 1200/60 Osram | HSD 1200 Philips | CSR 1200/2/SE GE Lighting | BA 1200/SE/NHR Sylvania
ULTRALITE | Kolibri | HSR 1200/60 Osram | MSR 1200 Philips | MSR 1200/2 Philips
ULTRALITE | Magic Mirror | HSD 250/60 Osram | HSD 250/80 Osram | HSD 250/UL/75 Osram | EMH 250/SE/80 Osram
ULTRALITE | Magic Mirror | CSD 250/2/SE GE Lighting | MSD 250 Philips | MSD 250/2 Philips | BA 250/SE/D Sylvania
ULTRALITE | Magic Mirror | BA 250/2/SE D8,5 Sylvania
ULTRALITE | Mega-Color 211 | HCI-T 150/NDL Osram | CMH 150/T/UVC/U/942/G12 GE | CDM-SA/T 150 Philips
ULTRALITE | Mega-Color 211 | HSD 150/70 Osram | MSD 150/2 Philips | BA 150/SE/T Sylvania
ULTRALITE | Megascan | HCI-T 150/NDL Osram | CMH 150/T/UVC/U/942/G12 GE | CDM-SA/T 150 Philips
ULTRALITE | Megascan | HSD 150/70 Osram | MSD 150/2 Philips | BA 150/SE/T Sylvania
ULTRALITE | Megascan | HSD 200/60 Osram | MSD 200 Philips | MSD 200/2 Philips | BA 200/SE/D Sylvania
ULTRALITE | Megastar | HCI-T 150/NDL Osram | CMH 150/T/UVC/U/942/G12 GE | CDM-SA/T 150 Philips
ULTRALITE | Megastar | HSD 150/70 Osram | MSD 150/2 Philips | BA 150/SE/T Sylvania
ULTRALITE | Megastar | HSD 200/60 Osram | MSD 200 Philips | MSD 200/2 Philips | BA 200/SE/D Sylvania
ULTRALITE | Mini Action 500 | 64670 T/25 Osram | 39455 T/25 GE Lighting | 6820P T/25 Philips
ULTRALITE | Mini Action 500 | 64674 CP/82 Osram | 39624 CP/82 GE Lighting | 6873P CP/82 Philips
ULTRALITE | Mini Action 500 | 64672 M/40 Osram | 39621 M/40 GE Lighting | 6877P M/40 Philips | 61733 M/40 Sylvania
ULTRALITE | Pico 300 AL/PC | 64662 M/38 Osram | 39785 M/38 GE Lighting | 6874P M/38 Philips
ULTRALITE | Pico 300 AL/PC | 64673 CP/81 Osram | 39780 CP/81 GE Lighting | 6872P CP/81 Philips
ULTRALITE | Pico 300 FR | 64662 M/38 Osram | 39785 M/38 GE Lighting | 6874P M/38 Philips
ULTRALITE | Pico 300 FR | 64673 CP/81 Osram | 39780 CP/81 GE Lighting | 6872P CP/81 Philips
ULTRALITE | PR-Master 1 | HCI-T 150/NDL Osram | CMH 150/T/UVC/U/942/G12 GE | CDM-SA/T 150 Philips
ULTRALITE | PR-Master 1 | HSD 150/70 Osram | MSD 150/2 Philips | BA 150/SE/T Sylvania
ULTRALITE | PR-Master 3 | HSD 250/60 Osram | HSD 250/80 Osram | HSD 250/UL/75 Osram | EMH 250/SE/80 Osram
ULTRALITE | PR-Master 3 | CSD 250/2/SE GE Lighting | MSD 250 Philips | MSD 250/2 Philips | BA 250/SE/D Sylvania
ULTRALITE | PR-Master 3 | BA 250/2/SE D8,5 Sylvania
ULTRALITE | Quadro 1200 | 64745 CP/70 Osram | 39241 CP/70 GE Lighting | 6995P CP/70 Philips
ULTRALITE | Quadro 1200 | 64744 T/19 Osram | 39657 T/19 GE Lighting | 6996P T/19 Philips
ULTRALITE | Quadro 1200 | 64754 CP/90 Osram | 39724 CP/90 GE Lighting | 6895P CP/90 Philips
ULTRALITE | Quadro 1200 | 64752 T/29 Osram | 39723 T/29 GE Lighting | 6897P T/29 Philips
ULTRALITE | Quadro 2000 PRO | 64788 CP/72 Osram | 20309 CP/43 GE Lighting | 6994P CP/72 Philips
ULTRALITE | Quadro 500 | 64670 T/25 Osram | 39455 T/25 GE Lighting | 6820P T/25 Philips
ULTRALITE | Quadro 500 | 64674 CP/82 Osram | 39624 CP/82 GE Lighting | 6873P CP/82 Philips
ULTRALITE | Quadro 500 | 64672 M/40 Osram | 39621 M/40 GE Lighting | 6877P M/40 Philips | 61733 M/40 Sylvania
ULTRALITE | Quadro 650/1000 | 64720 CP/23 Osram | 72680 CP/23 GE Lighting | 6993P CP/23 Philips
ULTRALITE | Quadro 650/1000 | 64719 T/12 Osram | 39661 T/12 GE Lighting | 6998P T/12 Philips
ULTRALITE | Quadro 650/1000 | 64745 CP/70 Osram | 39241 CP/70 GE Lighting | 6995P CP/70 Philips
ULTRALITE | Quadro 650/1000 | 64744 T/19 Osram | 39657 T/19 GE Lighting | 6996P T/19 Philips
ULTRALITE | Spectrum 1200 FR | 64747 CP/71 Osram | 39655 CP/40 GE Lighting | 6995Z CP/71 Philips
ULTRALITE | Spectrum 1200 MSR | HSD 1200/60 Osram | HSD 1200 Philips | CSR 1200/2/SE GE Lighting | BA 1200/SE/NHR Sylvania
ULTRALITE | Spectrum 1200 MSR | HSR 1200/60 Osram | MSR 1200 Philips | MSR 1200/2 Philips
ULTRALITE | Spectrum 1200 MSR Pro | HSD 1200/60 Osram | HSD 1200 Philips | CSR 1200/2/SE GE Lighting | BA 1200/SE/NHR Sylvania
ULTRALITE | Spectrum 1200 MSR Pro | HSR 1200/60 Osram | MSR 1200 Philips | MSR 1200/2 Philips
ULTRALITE | Spectrum 2000 FR | 64789 CP/73 Osram | 88489 CP/41 GE Lighting | 6994Z CP/73 Philips
ULTRALITE | Spectrum 575 MSR FR | HMI 575/SEL XS Osram | CSR 575/SE/HR GE Lighting | MSR 575/HR Philips | BA 575/SE/HR Sylvania
ULTRALITE | Spectrum 575 MSR FR Pro | HMI 575/SEL XS Osram | CSR 575/SE/HR GE Lighting | MSR 575/HR Philips | BA 575/SE/HR Sylvania
ULTRALITE | Spot 300/500 | 64680 A1/244 Osram | 39644 A1/244 GE Lighting | 7389 A1/244 Philips | 9061731 A1/244 Sylvania
ULTRALITE | Spot 650/1000 | 64720 CP/23 Osram | 72680 CP/23 GE Lighting | 6993P CP/23 Philips
ULTRALITE | Spot 650/1000 | 64719 T/12 Osram | 39661 T/12 GE Lighting | 6998P T/12 Philips
ULTRALITE | Spot 650/1000 | 64745 CP/70 Osram | 39241 CP/70 GE Lighting | 6995P CP/70 Philips
ULTRALITE | Spot 650/1000 | 64744 T/19 Osram | 39657 T/19 GE Lighting | 6996P T/19 Philips
ULTRALITE | Tintoretto | HSD 1200/60 Osram | HSD 1200 Philips | CSR 1200/2/SE GE Lighting | BA 1200/SE/NHR Sylvania
ULTRALITE | Tintoretto | HSR 1200/60 Osram | MSR 1200 Philips | MSR 1200/2 Philips
ULTRALITE | Vari Color | 64571 DXX P2/13 Osram | 36952 DXX P2/13 GE Lighting | 13162R DXX P2/13 Philips | 61321 DXX P2/13 Sylvania
ULTRALITE | Vision-Lite 150 | HCI-T 150/NDL Osram | CMH 150/T/UVC/U/942/G12 GE | CDM-SA/T 150 Philips
ULTRALITE | Vision-Lite 150 | HSD 150/70 Osram | MSD 150/2 Philips | BA 150/SE/T Sylvania
ULTRALITE | Vogue | HMI 575/DXS Osram | CSR 575/DE GE Lighting | MSI 575 Philips | BA 575/DE Sylvania
ULTRALITE | Vogue | EMH 575/DE/60 Osram | EMH 575/DE/75 Osram | MSI 575/2 Philips
ULTRALITE | Vogue | HMI 1200/DXS Osram | CSR 1200/DE GE Lighting | MSI 1200 Philips | BA 1200/DE Sylvania
ULTRALITE | Vogue | EMH 1200/DE/60 Osram
ULTRALITE | Voyager 1200 | HMI 1200/DXS Osram | CSR 1200/DE GE Lighting | MSI 1200 Philips | BA 1200/DE Sylvania
ULTRALITE | Voyager 1200 | EMH 1200/DE/60 Osram
ULTRALITE | Zeus 360 | HSD 250/60 Osram | HSD 250/80 Osram | HSD 250/UL/75 Osram | EMH 250/SE/80 Osram
ULTRALITE | Zeus 360 | CSD 250/2/SE GE Lighting | MSD 250 Philips | MSD 250/2 Philips | BA 250/SE/D Sylvania
ULTRALITE | Zeus 360 | BA 250/2/SE D8,5 Sylvania
VARI-LITE | VL 1000 Arc ERS | HMI 575/SEL XS Osram | CSR 575/SE/HR GE Lighting | MSR 575/HR Philips | BA 575/SE/HR Sylvania
VARI-LITE | VL 1000 Tungsten ERS | 7002Y Philips
VARI-LITE | VL 2 C Spot | HTI 600/SE Osram (N/A)
VARI-LITE | VL 2000 Spot | HTI 700/SE/75 XS Osram | CSR 700/SA GE Lighting | MSR 700/SA Philips | BA 700/SE/SA Sylvania
VARI-LITE | VL 2000 Wash | HTI 700/SE/75 XS Osram | CSR 700/SA GE Lighting | MSR 700/SA Philips | BA 700/SE/SA Sylvania
VARI-LITE | VL 2416 Wash | HTI 1200/SE XS Osram | CSR 1200/SA GE Lighting | MSR 1200/SA Philips
VARI-LITE | VL 2500 Spot | HTI 700/SE/75 XS Osram | CSR 700/SA GE Lighting | MSR 700/SA Philips | BA 700/SE/SA Sylvania
VARI-LITE | VL 2500 Wash | HTI 700/SE/75 XS Osram | CSR 700/SA GE Lighting | MSR 700/SA Philips | BA 700/SE/SA Sylvania
VARI-LITE | VL 3000 Spot | HTI 1200/D7/60 Osram | CSR 1200/S/DE/60 GE Lighting | MSR GOLD 1200/SA/DE Philips | BA 1200/DE/S 6.0 Gold Sylvania
VARI-LITE | VL 3000 Spot | HTI 1200/D7/75 Osram | CSR 1200/S/DE/72 GE Lighting | MSR GOLD 1200/SA/2 DE Philips | BA 1200/2/DE/S 7.2 Gold Sylvania
VARI-LITE | VL 3000 Wash | HTI 1200/D7/60 Osram | CSR 1200/S/DE/60 GE Lighting | MSR GOLD 1200/SA/DE Philips | BA 1200/DE/S 6.0 Gold Sylvania
VARI-LITE | VL 3000 Wash | HTI 1200/D7/75 Osram | CSR 1200/S/DE/72 GE Lighting | MSR GOLD 1200/SA/2 DE Philips | BA 1200/2/DE/S 7.2 Gold Sylvania
VARI-LITE | VL 3000Q Spot | HTI 1200/D7/60 Osram | CSR 1200/S/DE/60 GE Lighting | MSR GOLD 1200/SA/DE Philips | BA 1200/DE/S 6.0 Gold Sylvania
VARI-LITE | VL 3000Q Spot | HTI 1200/D7/75 Osram | CSR 1200/S/DE/72 GE Lighting | MSR GOLD 1200/SA/2 DE Philips | BA 1200/2/DE/S 7.2 Gold Sylvania
VARI-LITE | VL 3000Q Wash | HTI 1200/D7/60 Osram | CSR 1200/S/DE/60 GE Lighting | MSR GOLD 1200/SA/DE Philips | BA 1200/DE/S 6.0 Gold Sylvania
VARI-LITE | VL 3000Q Wash | HTI 1200/D7/75 Osram | CSR 1200/S/DE/72 GE Lighting | MSR GOLD 1200/SA/2 DE Philips | BA 1200/2/DE/S 7.2 Gold Sylvania
VARI-LITE | VL 3500 Spot | HTI 1200/D7/60 Osram | CSR 1200/S/DE/60 GE Lighting | MSR GOLD 1200/SA/DE Philips | BA 1200/DE/S 6.0 Gold Sylvania
VARI-LITE | VL 3500 Spot | HTI 1200/D7/75 Osram | CSR 1200/S/DE/72 GE Lighting | MSR GOLD 1200/SA/2 DE Philips | BA 1200/2/DE/S 7.2 Gold Sylvania
VARI-LITE | VL 3500 Wash | HTI 1500/D7/60 Osram | MSR 1500/SA/DE Philips | MSR 1500/SA/2 DE Philips
VARI-LITE | VL 3500 Wash FX | HTI 1200/D7/60 Osram | CSR 1200/S/DE/60 GE Lighting | MSR GOLD 1200/SA/DE Philips | BA 1200/DE/S 6.0 Gold Sylvania
VARI-LITE | VL 3500 Wash FX | HTI 1200/D7/75 Osram | CSR 1200/S/DE/72 GE Lighting | MSR GOLD 1200/SA/2 DE Philips | BA 1200/2/DE/S 7.2 Gold Sylvania
VARI-LITE | VL 3500Q Spot | HTI 1200/D7/60 Osram | CSR 1200/S/DE/60 GE Lighting | MSR GOLD 1200/SA/DE Philips | BA 1200/DE/S 6.0 Gold Sylvania
VARI-LITE | VL 3500Q Spot | HTI 1200/D7/75 Osram | CSR 1200/S/DE/72 GE Lighting | MSR GOLD 1200/SA/2 DE Philips | BA 1200/2/DE/S 7.2 Gold Sylvania
VARI-LITE | VL 4 Wash | HTI 400/SE Osram (N/A) | HTI 404/SE Osram (N/A)
VARI-LITE | VL 5 Wash | 7002Y Philips
VARI-LITE | VL 5 Arc Wash | HMI 575/SEL XS Osram | CSR 575/SE/HR GE Lighting | MSR 575/HR Philips | BA 575/SE/HR Sylvania
VARI-LITE | VL 5 B Wash | 7002Y Philips
VARI-LITE | VL 500 80V Wash | 93723 CP/110 Osram | 91580 CP/110 OC1200 GE Lighting | 6980Z CP/110 Philips
VARI-LITE | VL 500 Wash | 64745 CP/70 Osram | 39241 CP/70 GE Lighting | 6995P CP/70 Philips
VARI-LITE | VL 500 Wash | 64744 T/19 Osram | 39657 T/19 GE Lighting | 6996P T/19 Philips
VARI-LITE | VL 500A Wash | HSR 700/60 Osram | CSR 700/2/SE GE Lighting | MSR 700 Philips | MSR 700/2 Philips
VARI-LITE | VL 500A Wash | BA 700/SE/NHR Sylvania
VARI-LITE | VL 500D Wash | 64745 CP/70 Osram | 39241 CP/70 GE Lighting | 6995P CP/70 Philips
VARI-LITE | VL 500D Wash | 64744 T/19 Osram | 39657 T/19 GE Lighting | 6996P T/19 Philips
VARI-LITE | VL 6 Spot | MSR 400/SA Philips
VARI-LITE | VL 6 B Spot | MSR 400/SA Philips
VARI-LITE | VL 6 C Spot | HTI 700/SE/75 XS Osram | CSR 700/SA GE Lighting | MSR 700/SA Philips | BA 700/SE/SA Sylvania
VARI-LITE | VL 7 Spot | HTI 700/SE/75 XS Osram | CSR 700/SA GE Lighting | MSR 700/SA Philips | BA 700/SE/SA Sylvania
VARI-LITE | VL 7 B Spot | HTI 700/SE/75 XS Osram | CSR 700/SA GE Lighting | MSR 700/SA Philips | BA 700/SE/SA Sylvania